## Hoja1
Referencia | Descripción | PVP 2022
6416 | FAN WHEEL D119 X50 D10 | 59.1
8486 | FLOW CONTROLLER 15-140KG/H | 574.2
8844 | MOUNTED FLOW CONTROLLER 100-250 KG/H | 1580.9
12906 | AIR FLAP 298X153.5 | 80.6
12907 | SPINDLE / AIR FLAP 10X10X358 D7F8/D5 | 98.9
14255 | NUT FIX FLAME TUBE SPECIAL M6 | 56.8
15850 | ELECTRODO IGNICION | 92.6
103873 | COIL LUC 14W 230V 50H/UDG 155°C | 160.1
118637 | SCREW / COVER CS,M5X20-5.8ZN3/B | 15.8
120140 | CONTACTOR ABB B6-40-00 220V | 140.3
120221 | COIL CON 1204452 NC 230V | 116
120232 | THERMIC RELAY 8-11A | 201
136925 | FLAME TUBE D100/88/103/88 L128 | 773.9
203954 | FLAME CUP D80/96/77 L95 | 388.1
211021 | FLANGE 24X10X6,5 FIX. ELECTRODE | 18.7057
215108 | ADJUSTMENT PLATE 215X64 | 90.8
218545 | NOZZLE ROD 1D 7/8 L577 | 883.4
261896 | FILTER ELEMENT GFK - DN80 | 123.3
571446 | D.H.W. DIAPHRAGM VALVE | 42.4
998447 | SECURITY VALVE HYDRAULIQUE 3BAR 1/4 | 15.5
3832661 | KIT RACCORD. RELAY MOTOR CUENOD | 190.5
3832662 | KIT RACCORD. RELAY MOTOR E | 182.7586
3833076 | SET REPLACEMENT TRAFO EBI 4/5 | 123.4
3833078 | KIT SUSTITUCION TRANSF.EBI5-EBI4 | 136.8
3833153 | KIT STAR GAS VG02.120 IND | 220.1
3833441 | OP-KIT FILTER RESISTOR TCH_TCG | 28.046
7063767 | IGNITION ELECTRODE D15X80 d6,4 D2,6X52 85° | 244.4
7104333 | ONE-WAY SHUTTER LUCIFER G3/8" | 79.2
7146986 | GAS VALVE MB-DLE412 S20 RP1"1/4+P.MAXI | 1198.8506
7170013 | BUTTON AND SLIDING GAUGE C4 TO C22 | 22.5287
7170048 | EQU, TUBES NOZZLE ROD 1+2 STAGES | 329.7
7170064 | TUBE EQ.VALVE NOZZLE ROD | 95.5
7170072 | KEYS (JEU OF 3) C4 A C20 H+G+B | 96.1333
7170094 | IGNITION ELECTRODE D6X80 d4 D2X50 55°R+L | 114.9575
7170187 | PISTON EQ.NOZZLE FUELM.ART114 | 492.4138
7170229 | EQU, TUBES NOZZLE ROD 1+2 STAGES | 311.8
7170231 | HOLDER NOZZLE ROD EQ.(FTE) | 604.9425
7170287 | EQU, TUBES NOZZLE ROD 1+2 STAGES | 87.6
7170404 | TUBE PUMP A2L65/ OIL NOZZLE ROD 1 AND 2 STAGES | 78.7
12000668 | GAS VALVE DMV-D5065/11 DN65 | 2309.9
12001110 | GAS VALVE MV-D505/5 RP1/2" | 336
12002170 | GAS CONTROLLER DUNGS FRS 520 RP 2" | 795.8
12002251 | OIL HOSE L 1500 DN6,G3/8-G1/4A | 67.9
12002739 | IGNITION CABLE D4/D6,35 L375 | 37.5
12004979 | THERMIC RELAY ABB T7DU 4.0-6.0A | 142.3
12067954 | HEAT EXCHANGER 26 PLATES 17B207260 | 183.3
13000518 | FLANGE 106X106X90RP2"D75H11 O-RING+STAB. | 145.4023
13000519 | FLANGE 106X106X90RP1"1/4D75H11 O-R+STAB. | 394.1
13000564 | TUBES P AIR+FURNACE/R+L DUNGS 407 | 185.7
13000592 | TUBES P AIR+FURNACE/R+L SKP.. DN65 | 183.4483
13000806 | TUBES P AIR+FURNACE/R+L DUNGS 412 | 173.908
13000807 | TUBES P AIR+FURNACE/R+L SKP.. RP 2" | 164.4828
13000969 | OIL PIPE PUMP NOZZLE ROD STAGE 1 | 36.2
13000970 | CARDAN EQ./AIR FLAP | 26.4
13001833 | KIT BAFFLE PLATE D64/16 4SL+ELECT.BLOCK | 175.8621
13001961 | AIR FLAP EQUIPPED RED SPRING | 57.4
13001992 | TUBE PUMP/NOZZLE ROD | 38.6
13003975 | IGNITION ELECTRODE D7/12X80 d6,4 D2X94 R+L | 74.9425
13004800 | CONJUNTO SAV BOMBA AS47D 1596 | 155.1
13004801 | KIT LATIGUILLOS 1M NC 4/6/9 | 43
13004802 | SET FOR PIPE/AS47D NC4/6 | 39.9
13004803 | KIT PUMP AE45C 1301 1P | 181.0345
13004833 | LATIGUILLOS BOMBA AS47D (2 PCS) | 78.4
13004942 | KIT PUMP AE45C 1301 1P | 181.0345
13004943 | KIT CONNECTION NIPPLE G1/4-M14X1,5 | 38.1609
13004979 | KIT CONNECTION NIPPLE G1/4-M10X1 | 86.3218
13005052 | RELAY FIN 65-31 EQUIPED | 89.1
13005105 | UNIONS PO.FLEX.G1/4B-G1/4 SET | 32.6437
13005127 | AIR FLAP 106X57 SPINDLE LOW.L48+UPP.L92 | 56.2
13005132 | KIT FLANGE/GAS TUBE G/F-V Rp 1"1/2 | 197.1264
13005150 | GASTRAIN KIT CG15 GN/GP | 953.046
13005260 | KIT FLANGE/GAS TUBE G/F-V Rp 1/2" L60 | 419
13005374 | KIT AXIS ACTUATOR | 83.6
13005659 | SETTING RING D76/74X35/SECOND. AIR MB800 | 101.9
13005712 | KIT BAFFLE PLATE MB824 D24 ELECT. L65 | 156.7
13005717 | KIT BAFFLE PLATE MB929 D29 ELECT. L75 | 195.4
13006069 | NOSE CONE D19 | 119.4
13006070 | NOSE CONE D22 | 127.2
13006071 | NOSE CONE D24/55,5 | 117.5
13006072 | NOSE CONE D26 | 117.5
13006073 | NOSE CONE D24/65,5 | 123.3
13006075 | NOSE CONE D29 | 123
13006485 | ELECTRODO IGNICIÓN | 23.7
13006486 | TURBULATOR D.55/17-4F.DR. | 81.3
13006487 | FLAME CUP D79 L63 FP617 | 129.1
13006546 | KIT PROTECTION CABLE H.T. | 81.2644
13006684 | KIT DELECTOR/DIFFUS./OBTURA | 91.6
13006685 | HOLDER ELECTRODE+ IONISATION | 21.2
13006688 | COVER HOUSING GREY EK04 | 162.9
13006691 | CABLE GAS VALVE+PLUGDIN/RAST4P L1750 MPA | 58.8
13006692 | CABLE GAS P.SWITCH+P.DIN/RAST3PL1750 MPA | 57.9
13007041 | KIT PROPANE ACCESSORIES | 26.9
13007158 | KIT PHOTOCELL IRD1020 | 288.2
13007665 | OIL HOSE MW4 FC3/8 MG1/4 | 23.6
13007666 | INLET OIL TUBE CPL. | 22.5
13007667 | AIR RECYCLING GREY | 25.5
13007668 | AIR RECYCLING BLACK 133X40 | 59.9
13007670 | AIR FLAP F45-50-60 | 23.7
13007671 | AIR FLAP F85 | 20.8
13007676 | NOZZLE ROD | 75.8
13007678 | NOZZLE ROD WITH HEATER | 190.3
13007679 | TORSION SPRING D10,3X25 AIR FLAP | 17.6
13007680 | PUMP COIL AL35 | 91.5
13007684 | MOTOR 0,09KW230V D12,7 | 155.6839
13007685 | FAN WHEEL D133 X42 D10 | 31.8471
13007686 | FAN WHEEL D133 X52 D10 | 47.9
13007687 | PHOTOCELL FC 13 R SHORT | 41.7
13007689 | FIXING ELECTRODE SPRING | 17.4034
13007690 | ELECTRODO IGNICION | 22.5
13007692 | FLAME TUBE D80/64 L190FLANGEd100 | 133.6782
13007693 | FLAME TUBE D90 L192 | 199.3103
13007694 | FLAME TUBE D90 L193 | 402.8
13007696 | FLAME TUBE D90/89/60 L198 | 215.7471
13007697 | GASKET/BURNER FLANGE D172/80X5 | 23.5
13007698 | GASKET/BURNER FLANGE D172/90X5 | 25.8
13007699 | BAFFLE PLATE D64,5/20 4SL | 63.7
13007700 | BAFFLE PLATE D75/22 6SL | 93.0552
13007701 | TURBULATOR D75 4 F | 95.1
13007702 | BAFFLE PLATE D64,5/16 4SL | 91.4
13007710 | IONIS.+IGNIT.CABLE D4 BAN/D4 L350 L365X2 | 50.9
13007718 | PRESSURE SWITCH SUPPORT | 5.4
13007719 | POLYETHYLENE TUBE D6-8 | 14.7126
13007722 | MOTOR 0,04KW230V D12,7 | 204
13007723 | SETTING INDICATOR | 26.5
13007724 | IONISATION MESURE PLUG | 26.9
13007726 | KIT BAFFLE PLATE D64,5 +NOZZLE D45+SHUTTER | 109.3
13007727 | TURBULATOR+ DIFFUSOR SET | 100.1
13007732 | TUBO DE LLAMA | 126.1
13007733 | FLAME TUBE D90/75/68 L193 | 158.9
13007798 | REPARTIDOR GAS | 106.3
13007799 | SWIRLER D103/40 H48 60° | 88.5
13007800 | FLAME TUBE D150/125 L268 | 196.3
13007801 | FLAME TUBE D150/125 L418 | 266.5
13007802 | BLAST TUBE RADIAL ADJUSTEMENT | 39.6
13007803 | JUNTA AISLANTE 24,5 X 24,5 DIAM.INTR.160 | 34.1
13007804 | TORNILLOS TUBO LLAMA (x 3 piezas) NC 29/36 H2A | 27.3
13007805 | IONISATION CABLE CLP 6,35/D4 L550 | 24.2
13007806 | CABLE IONIS T2 L=700 C43/54/61 | 28.3
13007807 | TESTIGO VISOR LLAMA | 18.5
13007808 | RUBBER FUNNEL D5/9 (2 pieces) | 24.8
13007809 | STRIP SPRING D26 H3 | 202.6
13007813 | AISLAMIENTO | 72.3
13007815 | TORIC SEAL | 9.9
13007819 | CABLE AIR PRES.SWITCH+PLUG2P/2X0,75 L500 | 28.4
13007820 | SPINDLE / AIR FLAP D10/8X30 | 22.5
13007821 | FAN WHEEL D180 X74 D12,7 | 92.1
13007822 | HOLDER AIR PRESSURE SWITCH LGW | 19.6
13007823 | AIR PRESS.SWITCH LGW 10 A2 1-10MB | 108.7
13007824 | MOTOR AEG 230V 480W | 309.2
13007825 | IONISATION CABLE MC4/MC4 L430 | 32.6437
13007826 | CONTROL DUNGS MPA 22 S01 | 496
13007827 | CABLE ACTUATOR+PLUG7P/PLUG6P L400 MPA | 34
13007828 | DISPLAY | 238.2
13007829 | CABLE ACTUATOR+PLUG6P/RAST7P L350 MPA | 106.3
13007830 | CABLE MOTOR+PLUG 3P/RAST3P L450 MPA | 38
13007831 | CABLE DISPLAY+PLUG 6P/RAST 6P L200 MPA | 43.5
13007832 | CABLE IGNITION TRANSFO+PLUG 5P L530 MPA | 39.1
13007833 | CABLE HEARTH+PLUG 7,6/BUNDY D5 L120 | 20.8
13007838 | GAS CONN.VALVE RP1" DMVSE 507 | 429.0483
13007839 | GAS CONN.VALVE Rp1"1/4 DMVSE 512 | 429.0483
13007840 | GAS CONN.VALVE RP 1"1/2 DMVSE 520 | 456.9885
13007841 | PLUG 7P+ CABLE BRIDGE MPA/MAXI GPS | 26.9
13007849 | SOCKET BI-SLB4-F 6,3 | 22.1
13007850 | AIR GUIDE 125X28X29 90° | 21.8
13007852 | REGULACION CONJUNTO CAÑA PORTABOQUILLA NC29/36 H2A | 43.8
13007853 | OVAL HEAD SCREW | 17.9
13007855 | PHOTOCELL IRD 1020 CABLE+HOLDER | 288.2
13007856 | KIT O-RING GASKET | 97.8
13007857 | FLANGE DMV507 RP1" | 68.7356
13007859 | FLANGE MB420 RP2" W.PRES.PLUG | 88.2
13007860 | FLANGE IMPULSION D22 DMV | 17.0115
13007896 | FLANGE IMPULSION D43 DMV | 206.3218
13007897 | COIL DUN N° 1111 DMV507 | 638.2759
13007898 | COIL DUN N° 1211 DMVSE512 | 802.2989
13007899 | COIL DUN N° 1212 DMVSE520 | 989.5
13007900 | FILTER ELEMENT DMV 512-520 | 155.3
13007901 | STRAINER ELEM.DUNGS/POCKET F. MB.420 | 208.8
13007904 | FILTER ELEMENT DMV 507 | 191.7
13007905 | TUBO LLAMA D 150/115 L.268 | 187.1
13007906 | BOCA DE FUEGO C43-54 H201 | 978.8
13007907 | ELECTRODO NC9-36H2A | 26.9
13007914 | AIR STABILISATOR | 79.9
13007919 | SERVOMOTOR STA4,5BO37/63N23R | 260.2
13007920 | BOMBA SUNT.A2L65D | 208.4
13007921 | OIL HOSE L 1500 BY 2 UNITS | 39.1
13007926 | KIT "FREE HAND" ELCOSCOPE | 222.2
13007928 | BOQUILLA ROD DANFOSS L 252 | 172.3
13007929 | MOTOR PLATE F50-60-45… | 64.7
13007930 | MOTOR PLATE F85/75.. | 143.8
13007931 | SCREW 1/4TR / COVER | 22.5
13007932 | PHOTOCELL QRB 1B D025B40B L250 | 52.8
13007934 | COVER+ HOLDER CONTROL BOX | 97.2414
13007936 | AUXILLIARY UNIT AGQ1.1A27 / QRA | 207.8
13007937 | OIL HOSE L 1150 BY 2 UNITS | 70.1
13007938 | OIL HOSE L 1500 M BY 2 UNITS | 75.0575
13007941 | PHOTOCELL GUIDING QRB1S L 200 | 44.1
13007942 | OIL HOSE MW4 FC3/8 MG1/4 90 | 37.4
13007943 | GAS HOSE L 1,2M RM 1/8 | 68.2
13007944 | IGNITION ELECTRODE HOLDER | 66.1
13007959 | CONTROL UNIT LFL 1.635 | 848.5
13007960 | PHOTO CELL LANDIS QRB1S EQ.LG.150 | 74.4
13007965 | GAS VALVE CG225 R01 VT2W GASTRAIN | 1406.8966
13008244 | AIR PRESSURE PLUG NC4/6G | 36.8
13008245 | IGNITION PROBE CARRIER | 46.3
13008598 | IONISATION CABLE CLP 6,35/D4 L380 TEFLON | 23.2
13009000 | FIRING HEAD KL LONG | 652.5
13009001 | FIRING HEAD KN SHORT | 604.1
13009005 | BIOGAS CONTROLLER GVS232ML02T3 | 1210.3448
13009080 | WHU RELAY | 95.3
13009170 | PLUG-IN BASE L&G AGK11 | 38.0034
13009176 | PLUG-IN BASE CONT-UNIT LAL /LFL AGM4104 | 70.7
13009185 | CONTROL BOX LAL1.25 | 503.3
13009186 | CONTROL UNIT LAL 2.14 | 816.8966
13009187 | CONTROL UNIT LAL 2.25 | 535.7
13009202 | PROGRAMADOR LGB 22 230 B27 | 237.2
13009211 | PHOTOCELL QRA 2.M FLANGE+COLLAR | 260.6
13009219 | PHOTOCELL QRB 1A A148B70B L1500 | 51.2
13009230 | REGULADOR RWF 40.010 A97 | 826.5
13009236 | ACTUATOR SQM 10.16532 | 748.9
13009237 | SERVOMOTOR | 2512.1
13009611 | BAFFLE PLATE D130/40 9SL R 6DRIL. | 296.2
13009612 | BAFFLE PLATE D125/40 9SL R 6DRIL. | 154.8
13009613 | FLAME TUBE D170/141/130 L305 TURBU.d133 | 307
13009614 | FLAME TUBE D170/141/130 L525 TURBU.d133 | 429.9
13009615 | FLAME TUBE D170/141/130 L415 TURBU.d133 | 429.9
13009616 | FLAME TUBE D170/141/125 L305 TURBU.d128 | 359.2
13009617 | FLAME TUBE D170/141/125 L525 TURBU.d128 | 429.9
13009618 | FLAME TUBE D170/141/125 L415 TURBU.d128 | 359.2
13009619 | GASKET/BURNER FLANGE 228X220X10 D180 | 31.9
13009622 | SOPORTE PARA ELECTRODO C 70/100 G | 81.2
13009623 | CABLE IGNICIÓN AP D4-D6,35X 850 | 52.9
13009624 | CABLE ENCENDIDO SIL.AP D4-D6,35X1050 | 83.2
13009625 | RUBBER CAP | 8.5
13009626 | IONIZATION ELECTRODE | 31.3
13009627 | IONISATION CABLE MC4/D6,35 L750 | 42.2
13009628 | CABLE IONIZACION PVC/L.1000 | 42.2
13009630 | GAS HEAD | 147.1
13009631 | GASKET O'RING ORM0550-40 | 12.2
13009632 | GAS ELBOW+ SHORT TUBE | 153.7
13009633 | GAS CONNECTION C 70/100G.B.T2 | 104.4
13009634 | GAS ELBOW+ MEDIUM TUBE | 102.8
13009635 | ADJUST ROD/HEAD D10/8 M10 L344 | 72.2
13009636 | TORNILLO CAÑA | 102.4
13009637 | ADJUST ROD/HEAD D10/8 M10 L454 | 92.8
13009638 | CAÑA | 234.2
13009640 | GASKET/CASING AIR109X6X7 PROFILE | 17.7
13009641 | SOUND INSULATION / AIR BOX | 73
13009642 | TAPA AIRE | 25
13009643 | AIR FLAP EQUIPPED | 129.5
13009644 | COUPLING AIR FLAP/ACTUATOR MPA EQ.L247 | 321.4
13009645 | PLASTICO RECICLAJE | 24
13009646 | RECICLAJE DE AIRE ( plastico BLANCO caracol aire) | 24
13009647 | GAS COVER EQUIPPED | 171.7
13009648 | RUBBER FUNNEL | 18.3
13009649 | FAN WHEEL D240 X82 D19 | 129.8
13009650 | TOMA PRESOSTATO AIRE | 107.7
13009651 | BLACK AIR GAUGED ORIFICE | 139.8
13009652 | PRESSURE SWITCH LGW10A2 | 108.7
13009653 | MOTOR 1,1KW 230/400 V +P. | 395.9
13009654 | MOTOR 1,5KW230/400V D19+PLUG | 441.1
13009655 | GREY COVER | 205.4
13009656 | FRONT COVER | 21.7
13009657 | SCREW FIXING COVER 10MM | 17.7
13009658 | SHUTTER / COVER LFL; LAL | 28.9
13009659 | TRANSPARENT PLASTIC COVER | 25.5
13009660 | CONTROL BOARD C70/210 | 57.5
13009661 | TRANSLUCENT SEAL/BASE | 24.3
13009662 | REGULATION BASE | 20.3
13009663 | TRANSFORMADOR DANFOS EB14 | 78.4
13009664 | CABLE IGNIT.TRANSFO+PLUG 2P 2X0,75 L900 | 21.7839
13009665 | CABLE GAS P.SWITCH+P.DIN/3X0,75L2000(X3) | 45.7
13009666 | CABLE GAS P.SWITCH+P.DIN/3X0,75L2000(X4) | 38.1
13009667 | WIEL.PLUG 4P | 11.6
13009668 | COVER WIELAND PLUG 4P | 23.6
13009669 | CABLE+PLUG 4P/3X0,75 L620 | 34.1
13009670 | WIEL.PLUG 7P | 11.6
13009671 | COVER WIELAND PLUG 7P | 23.6
13009672 | CABLE+PLUG 7P/7X0,75 L620 | 43.7
13009673 | ACTUATOR SAD 3.0 | 842.7
13009674 | THERMIC RELAY ABB T.LR2K 2,6-3,7 | 122.2
13009675 | CONTACTOR T.LC1 K06 | 90.8
13009677 | CABLE+PLUG 7P/7X0,75 L900 MPA | 52.8736
13009678 | CABLE+PLUG 4P/4X0,75 L900 MPA | 47.5862
13009679 | CABLE DISPLAY+PLUG 6P/RAST 6P L400 MPA | 46.9
13009680 | CABLE ACTUATOR+PLUG6P/RAST6P L1700 MPA | 105.7
13009683 | SWITCH 3 POSITIONS | 42.2
13009684 | DISPLAY HOLDER | 20.8
13009687 | GAS FLAP EQUIP. | 677.7011
13009688 | SPIRAL SPRING D.35X6,5X0,6 | 47
13009689 | ACTUATOR SAD 1,2NM | 268.8
13009690 | COUPLING ACTUATOR GAS | 19.4
13009691 | GAS PRESSURE TUBE+ UNION | 201.3
13009692 | KIT O-RING | 60.3
13009693 | GAS CONN.VALVE DN65-RP2 L248 DMV512-520 | 468.2
13009697 | GAS CONN.VALVE DN65-RP2 L248 DMV525 | 377.3115
13009699 | NIPPLE RP 2" X 140 | 81.8
13009702 | GAS VALVE DMV-SE5065/11 S22 DN65 | 3270.2
13009704 | FILTER ELEMENT DN65 | 57.5
13009705 | COIL DUN N° 1411 | 1539.7
13009711 | TURBULATOR D.168/50-8FD.+7XD.5 | 117.4
13009712 | BAFFLE PLATE D155/50 8SL R 7DRIL. | 150.6
13009713 | BLAST TUBE D190/172/227X343 | 541.9
13009714 | FLAME TUBE D227/172/190 L543 TURBU.D171 | 483.7
13009715 | FLAME TUBE D227/172/190 L443 TURBU.D171 | 468.2
13009716 | FLAME TUBE D227/160/205 L343 TURBU.D171 | 434.1
13009717 | BLAST TUBE D205/160/227X543 | 673.7
13009718 | FLAME TUBE D227/160/205 L443 TURBU.D171 | 460.6
13009719 | BOILER SEAL (GREEN) | 97.8
13009720 | BURNER FIXING HEAD VG6/NC160-210 G | 718
13009721 | CONEXIONES MULTIBLOCK (MB-VEF) | 52.3
13009722 | CONNECTOR / PLUG P.R1/8-D.9 | 31
13009723 | HEXAGONAL SCREW M8X20(3 PIECES) | 21.7
13009724 | SPINDLE/HINGE BODY-HEAD D12X210+D12X83 | 35.5
13009725 | BRIDA ELECTRODO, POSICION 507 | 20.8
13009726 | ELECTRODO ENCENDIDO GAS C70/75/100 GAS C120/160/210 | 28.4
13009727 | IGNITION LEAD/HEAD D6,35X 950 | 99.9
13009728 | CABLE IONIZACIÓN SIL.F.MC4-D6,35X950 | 46.6
13009729 | DIFFUSOR C160/EK06 | 239.7
13009730 | GAS HEAD C120/210 G | 180.7
13009731 | O-RING D75X4 | 22.5
13009732 | GAS ELBOW+ SHORT TUBE | 202.8
13009733 | GAS ELBOW+ LONG TUBE | 202.8
13009734 | GAS ELBOW+ MEDIUM TUBE | 202.8
13009735 | AIR BOX 318X414X167+FLAP MPA | 430.469
13009736 | AIR FAN D.240X114 TLR | 146.9
13009737 | FAN WHEEL D250 X114 D24 | 168.4
13009738 | PLUG AIR GAUGED ORIFICE D 0,7 | 81.6
13009739 | MOTOR 2,2 KW 230/400 V | 613.5
13009740 | MOTOR 2,5 KW 230-400 V3 | 631.5
13009742 | SHUTTER / COVER SH; SG | 17.4
13009743 | IGNITION LEAD | 173.6
13009744 | CABLE IONIZACIÓN SIL.F.MC4-D.MC4X750 | 47
13009746 | THERMIC RELAY TELEM. LR2K 5.5-8.0A | 122.2
13009748 | AIR RECTIFIER | 111.9
13009751 | BAFFLE PLATE D168/50 8SL | 317.7
13009752 | BAFFLE PLATE D155/50 8SL R 3DRIL. | 192.6
13009753 | HOLDER NOZZLE ROD | 160.1
13009754 | NOZZLE ROD 2 TUBES L526 SHORT HEAD | 610.8
13009755 | NOZZLE ROD 2 TUBES L726 LONG HEAD | 635.3
13009756 | NOZZLE ROD 2 TUBES L626 MEDIUM HEAD | 635.3
13009757 | NOZZLE ROD 3 TUBES L526 SHORT HEAD | 898.7
13009758 | NOZZLE ROD 3 TUBES L726 LONG HEAD | 1060.8
13009759 | NOZZLE ROD 3 TUBES L626 MEDIUM HEAD | 635.3
13009760 | FLAME TUBE D227/172/190 L343 | 757.3
13009761 | FLAME TUBE D227/172/190 L543 | 346.6
13009762 | FLAME TUBE D227/172/190 L443 | 735.1
13009763 | FLAME TUBE D227/160/190 L343 | 383.3
13009764 | FLAME TUBE D227/160/190 L543 | 671.5
13009765 | FLAME TUBE D227/160/190 L443 | 440.1
13009767 | AIR BOX 318X414X167+FLAP+RED SPRING+COV. | 376.6011
13009769 | CARDAN ROD D10X273 M6 AIR FLAP | 122.2
13009772 | GASKET/COVER-LEAK 10X3 | 20.8
13009773 | PLUG 2P./CABLE L420 / TRAFO. | 20.2
13009774 | FOTOCELULA SATRONIC MZ 770S ( VER OBSR. ) | 51.2
13009775 | PRISE 2P.+CABLE L450/CELLUL.MZ | 47.2
13009776 | ACTUATOR SQN 31.151 A2766 | 341.9
13009778 | CONTACTOR T.LC1 K0910M7 | 90.8
13009779 | PLUG-IN BASE SATRONIC MW 880 ABC/SH...&SG... | 32.7
13009780 | PLUG-IN BASE / SH...SG..TO SCREW S9812P | 69.2
13009782 | CABLE MOTOR+PLUG WIE. 4P 4X1,5 L600 | 36.8
13009783 | CABLE AIR P.SWITCH+PLUGDIN/3X0,75 L1450 | 40.4
13009786 | CABLE SOL.VALVE+DIN/WIE.5PL1500VS+V1+V2 | 204.1
13009787 | OPERATING SWITCH 2 POS. | 28.9
13009788 | PUSH BUTTON RESET CONTROL BOX | 22.3
13009789 | CONTROL BOARD SILK-SCREEN PRINTED C160-210 H3 | 55.0575
13009790 | TRANSPARENT SHUTTER /VISUAL DISPLAY | 19.4
13009796 | PLUG-IN BASE RELAY FINDER | 37.7
13009799 | AIR PRES. CABLE / AIR PRESSRE SWITCH | 40.4
13009800 | CABLE MOTOR GMP+PLUG 3P. L1700 | 25
13009801 | SWITCH DOUBLE 2 POSITION | 26.7
13009802 | OIL PUMP AJ6 CC 1004 | 232.2
13009806 | COUPLING D11/12,7 L70 PUMP/MOTOR | 249.3
13009807 | MOTOR 0,45KW230V D12,7 GMP | 325.7
13009809 | OIL HOSE M14X1,5X2 L1300 | 143.3
13009810 | OIL HYDRAULIC BLOCK 2 STAGES | 914.4828
13009811 | OIL HYDRAULIC BLOCK 3 STAGES | 855.1
13009812 | O-RING D6X2 | 21.9
13009813 | SOLEN. VALVE LUC 121F63 2/2NF9W | 191.3
13009814 | BOBINA LUC 483510F 230V 9W | 111.9
13009815 | OIL HOSE M16X1,5-R1/2 L1500 | 67.7
13009816 | CLOSING PLATE RTC EQ. | 75.8
13009817 | NOZZLE ROD COVER | 49.9
13009972 | ACCESORIOS CALDERA C30 (MOD) | 85.8
13009973 | JUNTA/CALDERA (BLANCO) | 34.8
13009974 | FLAME TUBE D115/100 L182 | 188.3
13009975 | FLAME TUBE D115/100 L302 | 188.3
13009976 | BOCA DE FUEGO NC 24 H 101 T1 | 119.9
13009977 | TUBO D100/90/115X302 T2 | 212.8
13009978 | CLAPETA AIRE C.18/ C.30. | 56.2
13009979 | ACOPLAMIENTO ,SM/VOLET C31 | 33.3
13009980 | CABLE ACTUATOR+PLUG9P/9X0,75 L780 | 73.5
13009981 | MOTOR 160 W 230 V NC12/16 C 18/22/ OIL-GAS 1- 2LL | 196.8
13009982 | CABLE MOTOR PARA QUEMADOR C30GX107/8 | 22.1
13009984 | BOMBA SUNT. AT2 45D 9555190500 | 216.7
13009987 | BAFFLE PLATE D90/20X79 6SL R | 136.8
13009988 | DEFLECTOR D.90/20-6FD.COL.CRE | 202
13009989 | CABLE IGNICIÓN | 24.6
13009990 | CABLE ELECTRODO ENCENDIDO | 32.9
13009991 | NOZZLE ROD C20/24/30 T1 | 185.7
13009992 | LINEA CHICLER C20/24/30 H T2 | 180.9
13009993 | TOMA 2P.+CABLE L450 /TRANSFO. ( OBSR,) | 10.9
13009994 | MOTOR PLATE/FAN WHEEL | 168.6
13009995 | PLATE FIXING OIL HOSE | 18.1609
13009996 | OIL FEED TUBE | 22.8736
13009997 | CONNECTION NIPPLE PUMP/ HOSE G1/4B-G1/4 | 32.6437
13010000 | BURNER FLANGE D126 EXT.D180X220 | 52.4
13010001 | GAS VALVE VK50 | 1907.6
13010002 | GASKET/COVER-PUMP SUN A 991523 (X10) | 70
13010003 | IGNITION CABLE D4/D4 L850 BRAID | 26.1
13010004 | IGNITION CABLE D4/D4 L1050 AP | 25.7
13010005 | SPIRAL SPRING D54 H7 E0,8 | 51.3
13010006 | BOBINA SUNTEC 3P./POMPE A... | 80.7
13010007 | LIGHTENING SWITCH ON/OFF | 23.4
13010008 | INSPECTION GLASS | 52.4
13010009 | COUPLING AIR FLAP/ACTUATOR MPA EQ.L277 | 321.4
13010010 | MANUAL AIR FLAP CONTROL+PLATE 67X54,5 | 51.4
13010011 | SERVOMOTOR ST 19BO36/3N26R | 284.7
13010012 | FAN WHEEL D146 X52 D12,7 | 50.9
13010013 | MOTOR 65 W 230 V | 191.7
13010014 | MOTOR 130W 230V C30 G | 195.4
13010015 | CAPACITOR 2µF 2P 3mm | 44
13010016 | CONDENSADOR 6/MF (2P.3) | 44
13010018 | CONJUNTO CLAVIJAS DE 4+7P MALE/CHAUD | 35
13010019 | IONISATION BRIDGE | 39.3
13010020 | DEFLECTOR D.91/30-6FD.+6D.9 | 107
13010021 | CABLE IONIZACIÓN SIL.F.MC4-D4X 625 | 67.8
13010022 | CABLE IONIZACIÓN C20/24/30 G | 36.8
13010023 | REPARTIDOR DE GAS C 30 AGP | 86.2
13010024 | FURNACE PRESSURE PIPE T1 C30 | 145.5
13010025 | GASCOVER + TUBE T1 | 426
13010026 | GASCOVER + TUBE T2 | 229.7
13010027 | RUBBER FUNNEL YELLOW D4/9 (2 PIECES) | 23.2
13010028 | SHUTTER 2 STAGES | 16.6
13010029 | FLANGE 106X15 FIX. CABLE | 19.5
13010030 | AIR PRESS.SWITCH LGW 3 A2 0,4-3MB | 108.7
13010033 | FURNACE PRESSURE PIPE T2 C30 | 174.5
13010034 | CABLE CELL IRD+PLUG3P/RAST2P+1P L250 MPA | 51
13010035 | O-RING D30X4 | 14.7
13010036 | COVER CPL. | 116.8
13010037 | TUBE PUMP/ NOZZLE ROD | 71.4943
13010041 | GAS PRESSURE TUBE+ UNION | 133.5
13010043 | FLANGE DMV525 RP2" | 102.3
13010044 | ELEMENTO FILT.DUNGS GF 520/1 | 211.5
13010046 | GAS RING DIFFUSOR | 164.9
13010047 | DIFFUSOR KPL C160/EK06 | 292.5
13010048 | SCREW SET P-GAS | 67.5
13010049 | SCREW / ELECTRODE | 19.5
13010050 | SOPORTE ELECTRODOS | 64.6
13010051 | LANCE GAS HEAD KPL SHORT | 1184.5
13010052 | GAS ROD HEAD KPL LONG | 1209.4
13010053 | GAS ROD HEAD KPL MEDIUM | 1209.4
13010054 | PROBE FIXING PLATE | 18
13010055 | BURNER HOUSING SEAL | 55.8
13010056 | ROUND PLUG D6.4 FOR IONIZATION CABLE X2 | 48
13010058 | RUBBER FUNNEL BLACK D2,3/9 | 12.7
13010059 | IGNITION CABLE D4/D6,35 L850X2 | 86.2
13010061 | OBTURADOR / DIFUSOR | 110
13010062 | SET FOR NATURAL GAS SCREW C70/100 | 74.6
13010063 | GAS NOZZLE X 5 pieces | 248.8
13010064 | LANCE GAS HEAD KPL SHORT | 873.1
13010065 | LINEA DE GAS COMPLETA T2 | 908.5
13010066 | GAS ROD EQ EK05.70/100 GX T3 | 908.5
13010068 | ROUND PLUG D6.4 FOR IGNITION CABLE X2 | 36.8
13010071 | VALVULA DE GAS MBZRDLE 407 B01 S20 | 859.9
13010072 | COIL DUN N° 1101 V1 MBZRDLE405-407 | 708.6
13010073 | COIL DUN N° 1150 V2 MBZRDLE405-407 | 452.1
13010074 | BRIDA 3/4" PARA MB 405/407 | 86.1
13010075 | GASKET KIT MBZRDLE 407 | 92.4138
13010078 | PRESOSTATO DUNGS GW150 A5 DIN | 125.3
13010079 | WIEL. PLUG 4P FEM. | 9.3
13010080 | CABLE MANOSTAT GAZ LG.1501 | 40.5
13010081 | HYDRAULIC BREAK H13 MB-ZRDLE 405-407 | 274.2
13010082 | VALVULA DUNGS MB-VEF 412 B01 S10 | 1576.2
13010083 | COIL DUN N° 1105 MBVEF407 | 455.8
13010084 | COIL DUN N° 1205 MBVEF412 | 837.6
13010085 | FLANGE MB410/412 RP1"1/4 | 62.4
13010086 | GASKET KIT MBVEF 412B01 | 26.6
13010091 | PRESOSTATO GW 500 A5 | 150
13010093 | FILTER ELEMENT RP1''-1 1/2'' | 150.3
13010094 | OIL PUMP AL 65 C 9588 1P 05 | 190.1
13010095 | TURBINA KNA-E 160X52 LN3-12,7 | 56
13010096 | CLAPETA DE CIERRE | 13
13010098 | BURNER FIXING HEAD D130 | 201.9
13010099 | FLAME TUBE D.54/55/80X183 NC4 LX | 143
13010100 | PLACA REGULACION | 20.3
13010101 | FAN WHEEL D133 X42 D10 | 31.3
13010102 | PLATINA SOPORTE MOTOR | 88
13010103 | AIR FLAP HOLDER PLATE | 59.1954
13010110 | KIT MANUAL AIR FLAP COMMAND | 122.5
13010111 | PRESOSTATO DUNGS LGW 3A2/DIN | 108.7
13010112 | TURBINA 160X52 PARA ELCO EG 02B | 44.9
13010118 | PUMP AS47D 1596 1P 0500 | 154
13010140 | O-RING D22X2,5 (X10) | 33.4483
13010158 | O-RING D59X3 (X10) | 58.6207
13010165 | FLAME CUP D185/206 L270 DELTA | 566.4368
13010166 | FLAME CUP D224/243 L270 DELTA | 901.7
13010233 | KIT TUBE CU NOZZLE LINE EK4.SZA | 221.6092
13010441 | CONTROL UNIT LGA 41 | 234.4138
13010447 | COVER HOUSING GREY RAL7035 | 42.4138
13010448 | WIELAND SOCKET 7 P (BURNER) | 11.9671
13010449 | WIELAND SOCKET 4 P (BURNER) | 9.3
13010452 | TIME RELAY 0.5S-10H | 159.1
13010454 | SOCKET WIEL.7 P. | 11.9671
13010455 | DIFFUSOR D54 | 70.8
13010456 | KIT RACCORDEMNT GASTRAIN | 126.6667
13010457 | PRESSURE TAKE OFF TUBES DUNGS420 | 262.4
13010460 | HOLDER IONISATION PROBE | 161
13010461 | IRD PHOTOCELL BASE | 38.9
13010462 | KIT PUMP AE45D 1307 6P SUNTEC | 127.5862
13010463 | NOZZLE ROD L 145 SHORT | 76.7
13010464 | FLAME TUBE D80/64 L120FLANGEd100 | 330.4
13010465 | STOPPER 1/4" DIN908+GASKET | 7.8
13010468 | KIT FILTER D20 SUNTEC A 47/57/67 | 46.7
13010470 | KIT COVER GASKET+FILTER D20 SUNTEC A 47/57/68 | 26.9
13010472 | CONTROL PANEL SET GASOIL NC4-6-9 OIL | 81.9
13010473 | KIT BOIT.PLAST GAS NC4-6-9 GX107/8. | 81.9
13010478 | ACTUATOR SQN 31.221 A2730 | 607.2
13010479 | ACTUATOR STM 6 B1 | 490.2563
13010481 | FLAME TUBE D185 L525 | 1846.3
13010482 | FLAME TUBE D220 L555 | 2437.3
13010483 | ELECTRODE BLOCK 25X46 d6,4 D2X48 35° | 45.5
13010486 | COUPLING D12X202 M8 EQ.PUMP/MOTOR | 201.6092
13010487 | FAN WHEEL D250 X100 D24 | 251.7
13010488 | HOLDER ACTUATOR | 45.1724
13010490 | TIME RELAY | 217.3563
13010491 | SHUTTING VALVE NOZZLE D11,6X12 G3/8 | 64.4
13010498 | EL03 GREY COVER HOUSING | 89.7402
13010501 | GASKET/BURNER FLANGE 156X156X6 D80 | 22.8
13010502 | GASKET/BURNER FLANGE 156X156X5 D90 | 22.7
13010503 | FLANGE D.80 KPL | 47.2
13010504 | FLANGE D.90 KPL | 44.6
13010509 | AIR FLAP SWITCH | 18.5
13010511 | DIAFRAGMA DE AIRE | 20.7
13010512 | RECYCLING AIR | 18.8
13010513 | DIAFRACMA AIRES | 20.7
13010515 | REGULATING AIR CYLINDER | 20.8
13010516 | SPRING / AIR FLAP | 17.8
13010517 | FAN WHEEL D133 X62 D10 | 58.8
13010518 | MOTOR 0,085KW230V D10 | 191.9
13010519 | CABLE MOTOR+PLUG 3P/RAST3P L300 | 23.2
13010520 | CAPACITOR 3µF 4P 6,4mm | 41.1
13010521 | CASSETE | 142.4
13010522 | CENTRALITA GAS 1 LLAMA G113. | 245.5
13010523 | WIELAND PLUG 7P. SERIGR.MALE | 25.8
13010524 | IONISATION BRIDGE | 25.3
13010526 | ADJUST LINKAGE L.230 | 29.6
13010527 | ADJUST LINKAGE L.242 | 29.6
13010528 | ELECTRODO ENCENDIDO 1 POLO ( VER OBSR, ) | 21
13010529 | ELECTRODO IONIZACION | 25.5
13010530 | IONISATION CABLE CLP 6,35/D4 L500 | 23.2
13010531 | STAR GAS HEAD D.62 | 106.3
13010532 | SOPORTE STAR GAS HEAD D.72 | 109.8
13010533 | LANCE GAS HEAD D.22/L.160 CPL | 114.9
13010534 | O-RING D24X3 | 9.9
13010535 | CABLE IGNIT.TRANSFO+PLUG 3P/RAST 2P L250 | 22.5
13010537 | CABLE MANO. AIR L.200 / RAST6 | 22.1
13010539 | BURNER COVER GREY 7035 | 49.3
13010540 | STANDARD FRONT COVER.NC4 | 29.7
13010541 | VALVULA DE GAS CG10 R70 D1T5WZ | 271
13010542 | VALVE CG15R03D2T5 + FLANGE | 872.5
13010543 | O-RING GASKET D24X3+ORM 0220-25 | 26.4
13010544 | RECTIFIER KROM CG10(AC=DC/BO) | 93.2
13010545 | CABLE VALVULA GAS L.1201 | 41.7
13010547 | FILTER SCREEN/DISTANCE RING+2GASKET RING/KROMCG10 | 65.4
13010548 | FLANGE KROM CG10 RP1/2 | 59.5
13010935 | STANDARD FRONT COVER.NC6 | 29.7
13010943 | AIR THROTTLE EQ.CC500H-G-B | 2805.8621
13010944 | ELECTRIC CONNECTION BOX PRE-WIRED GAS | 1129
13010945 | ELECTRIC CONNECTION BOX PRE-WIRED OIL | 111.9
13010947 | BLOCK OIL DISTRIB. 20X20X108+SOLEN.VALVE | 534.5977
13010951 | FRONT PLATE COVER NC9 | 29.7
13010952 | COLECTOR CON BRIDAS**OJO PRECIO | 111.8
13010959 | SAFETY VALVE CABLE (SET) | 70
13010960 | GAS PRESS.SWITCH DG 45 10-45MB | 173.7
13010961 | KIT O-RING GASKET | 28.9
13010964 | EXTERNAL PIECE / CONTROL BOX SATRONIC H.32 | 17.1
13010966 | FILTER ELEMENT CG15 | 129.8
13010968 | FLANGE CG15 RP1/2" | 208.9
13010976 | FRONT PLATE COVER EK01B | 21.6
13010978 | BOCA FUEGO NC9 H D.75,5X90X193 | 110
13010979 | CASSETTE PRECABLEADO | 168.6
13010980 | MOTOR FHP 230V 110W 4µF | 195.4
13011003 | PHOTOCELL QRB 1E B070B40A L700 | 73.5
13011004 | GASKET/BURNER FLANGE D310/190X10 | 50.3
13011005 | GASKET/BURNER FLANGE D370/225X10 | 114.5
13011006 | BOMBA SUNTEC. A2L 95D 970 22 P0500 | 233.3
13011007 | FILTER/PUMP A2L95 D9702 | 34.3
13011008 | BURNER FLANGE D186 EXT.D310 | 387.1
13011009 | BURNER FLANGE D221 EXT.D386 | 1127.8161
13011011 | OIL HOSE L 1,50 M DN10,G3/8-G1/4A | 124.8
13011012 | CUPPER TUBE D6/4-50 | 35.1724
13011013 | UNION ELBOW | 57
13011014 | MOTOR 2,2 KW 230/400 V | 513.1
13011015 | TRANSFORMER ZM 20/12 AEG | 377.4
13011016 | IGNITION CABLE BERU D6,4 L500X2 | 109.6
13011017 | NOZZLE ROD L550 D2, 9/16 | 891.9
13011018 | IGNITION CABLE BERU D6,4/D6,4 L600X2 AP | 181.3
13011021 | COUPLING D8X22 & D12X22 | 94.4
13011024 | CAPACITOR 0,04µF 250V | 20.6897
13011027 | RELAY HY4-US-SV 230V 50H | 73.908
13011028 | PLUG IN BASE FOR RELAY 2 CONTACT | 42.5287
13011030 | SWITCH | 37.7
13011032 | OIL HOSE DN4 500 D6-M12*1.5 X 2 UNITS | 237.9
13011033 | GASKET ALUMINIUM D13,2/18X1,5 PUMP | 17
13011034 | O-RING 2021 D5,28X1,78 | 17.5862
13011035 | SCREWED UNION M12X1.5 | 122.1839
13011036 | FLANGE D9+COLLAR D9 PHOTOCELL | 22.4
13011037 | HOLDER FOR PUMP A2L D32 | 96.6
13011039 | CENTRALITA GASOIL 1ALL.SH113 | 245.5
13011040 | DEFLECTOR D.75/20 6F.GAUCHE | 130.2
13011041 | NOZZLE ROD L 272 | 57.5
13011044 | BAFFLE PLATE D100/35 8SL R | 420.5
13011045 | NOZZLE ROD ASSEMBLY CPL T1 | 719.5
13011046 | LINEA PORTACHICLER LG 7367 T2 | 726.8
13011047 | NOZZLE ROD ASSEMBLY CPL T1 | 1021.2
13011048 | NOZZLE ROD ASSEMBLY CPL T2 | 1026.2
13011049 | CENTRALITA SATRONIC SH 213 ( 2 LLAMAS) OIL (S) 13015698 | 269
13011050 | CASSETE CONEXION | 129.6
13011084 | NOZZLE ROD LONG TUBE | 112.4
13011086 | FLAME TUBE D90 L390 | 222.4
13011087 | KIT BOTON REARME | 47
13011088 | CABLE RESET+PLUG FASTON/RAST4P L350 | 28.4
13011089 | CABLE MOTOR+PLUG 3P/RAST3P L388 | 25.2
13011090 | CABLE SOL.VALVE+PLUG 3P/RAST3P L420V1 | 19.3
13011091 | CABLE SOL.VALVE+PLUG 3P/RAST4P L420V2 | 32.4
13011092 | CABLE ACTUATOR+PLUG9P/RAST5P+RAST4P L225 | 44
13011093 | CABLE CELLULE MZ770S | 31.9
13011094 | CABLE IGNIT.TRANSFO+PLUG 3P/RAST 2P L420 | 23.1
13011095 | WRITTEN WIELAND PLUG 4P | 20.6
13011096 | TURBINA FERGAS D.180X76 | 81.6
13011097 | FRONT PLATE COVER C43-54-60 | 55.9
13011098 | COVER HOUSING CPL.C43-54-60 | 159.9
13011099 | CONTROL UNIT SG513 | 269
13011100 | CABLE AIR PRES.SWITCH+RAST2P/2X0,75 L450 | 24
13011101 | CABLE GAS VALVE+PLUG DIN/RAST 4P L1500 | 41.7
13011103 | CABLE RELAY/SPEED DRIVES+2X0,75 L400 | 22.5
13011105 | CABLE RELAY/K7+RAST3P 2X0,75 L400 | 26.1
13011106 | CABLE SPEED DRIVES+RAST3P 3X0,75 L500 | 29.3
13011107 | POTENTIOMETER | 366.1
13011111 | KIT O-RING GASKET | 97.8
13011112 | GAS VALVE MB-ZRDLE407 B01 S50 RP3/4" GW150 | 859.9
13011113 | VALVULA MB-VEF 407 B01 S30 | 976
13011114 | KIT O-RING GASKET | 23.9
13011115 | FRONT PLATE COVER C75 | 13.2
13011116 | FLAME TUBE D80/63 L177 | 68.5
13011117 | CONDENSADOR 4MF | 38.7
13011118 | BAFFLE PLATE D63/20 6SL R | 62.9
13011119 | ELECTRODE BLOCK 25X48 d4 D1,5X19 52° | 24.1
13011120 | LINEA PULVERIZADOR BRASEE largo 25,2 cm | 77.2
13011123 | IGNITION CABLE D4/D4 L270X2+FUNNEL | 32.5
13011124 | TUBO ENVIO BOMBA | 28.6506
13011125 | LINEA PULVERIZADOR RECAL. DANFOSS | 156.6
13011126 | CABLE HEATER DAN+PLUG4P/RAST4P L450 | 26.9
13011127 | PHOTOCELL UVD 970 | 228.0207
13011129 | IGNITION ELECTRODE D7/12X80 d6,4 D2X67 R+L | 59.1
13011133 | CABLE IGNICIÓN D4-D6.35 L 225 | 33.8
13011134 | FLANGE 82X10 FIX. OIL HOSE | 21.7
13011135 | OIL PUMP AE 45 D 1308 6P | 121.8
13011137 | BAFFLE PLATE D.64/16-4F.RIGHT | 161.4
13011138 | FIXATION ELECTRODE SPRING | 20.8
13011142 | TUBE D.60/64,5/90X198 LX | 176.1
13011143 | CABLE/REMOTE RESET | 43.2
13011144 | ELECTRIC CONNECTION BOX PRE-WIRED | 118.8506
13011148 | BRAIDED SEAL D80 | 37.8
13011149 | BRAIDED SEAL D90 | 37.8
13011150 | BAFFLE PLATE D63/16 4SL R | 75.1
13011179 | GASKET/BURNER FLANGE 150X150X5 D80 | 23.908
13011180 | GASKET/BURNER FLANGE 150X150X5 D90 | 29.8851
13011185 | OIL CONTROLLER L-DRV 3/8 | 1281.6092
13011186 | CABLE BUSHING | 18.5
13011187 | FRONT PLATE COVER VECTRON BLU | 42
13011190 | MOUNTED FLOW CONTROLLER | 1513.7
13011313 | KIT O-RING GASKET | 97.8
13011314 | KIT O-RING GASKET | 26.6
13011315 | GASKET/COVER-PUMP SUN A 991524+DOC(X10) | 61.1
13011316 | KIT BAFFLE PLATE MB822 D22 ELECT. L65 | 156.7
13011317 | KIT BAFFLE PLATE MB826 D26 ELECT. L92 | 156.7
13011318 | FLAME TUBE D80 L175 MB800 | 123.4
13011319 | FLAME CUP D76,6/100 L150 | 272.6
13011320 | FLAME CUP D76,6/120 L189,5 FP617 | 397.1
13011342 | CABLE RESET+PLUG 2P 2X0,75 L500 | 55.6
13011343 | CABLE GAS P.SWITCH+PLUG DIN/RAST3P L1300 | 66.8
13011344 | CABLE GAS VALVE+PLUG DIN/4X0,75 L1300 | 55.2
13011345 | CABLE AIR PRES.SWITCH+PLUG3P/2X0,75 L450 | 44.023
13011346 | OIL SECURITY VALVE CABLE | 53.2184
13011350 | LINEA DE GAS C 20/24/30 GX 207 T2 | 672.9885
13011359 | FRONT PLATE COVER | 208.6207
13011363 | GAS NOZZLE+ O-RING | 378.9
13011365 | GAS ROD HEAD CPL. LONG | 769.6
13011366 | SEAL SET | 27.3
13011367 | CIRCLIP I58+GAS STABILIZER D60 | 26.9
13011369 | RUBBER FUNNEL D20/17/7X15 (2 PIECES) | 10.2
13011469 | LANCE GAS HEAD KPL LONG | 732.7586
13011492 | BOILER ACCESSORY D80 ANGLE 0° MEKU | 60.9195
13011493 | BOILER ACCESSORY D90 ANGLE 0° MEKU | 60.9195
13011505 | ORANGE COVER HOUSING | 176.1
13011506 | SPINDLE / AIR FLAP D8/10X30 | 20.7
13011507 | RED SPIRAL SPRING | 28.3
13011508 | CONTROL BOARD SILK-SCREEN PRINTED | 41.7
13011509 | OIL PUMP A2L 65 D 9703 | 208.4
13011510 | AIR BOX 318X414X167+FLAP+RED SPRING | 370.6816
13011515 | CABLE REGUL.+PLUGWIE. 4P 4X0,75 L620 | 38.7
13011519 | KIT O-RING GASKET | 97.8
13011521 | VALVULA DE GAS MBDLE 403 B01 S20 | 398.5
13011522 | BRIDA ADAPTADOR VALVULA MBDLE 403 | 87.7
13011524 | BRIDA ADAPTADOR MBDLE 403 CPL 1/2" | 54.3678
13011526 | GAS ROD HEAD KPL SHORT | 958.9
13011527 | LANCE GAS HEAD KPL SHORT | 888
13011528 | GAS ROD HEAD KPL LONG | 913.7
13011529 | GAS ROD HEAD KPL SHORT | 888
13011531 | FLANGE 106X106X90RP2"D79H11 O-RING+STAB. | 307.0115
13011564 | ACOPLAMIENTO COMPLETO | 321.4
13011565 | CAJA DE AIRE COMPLETA | 434.731
13011569 | BURNER FIXING HEAD D115 PAINTED C20/24/30 | 168.8
13011570 | AIR BOX 336X229X70+INSULATION | 182.9
13011572 | GASKET KIT MBVEF407 | 71.7
13011593 | BAFFLE PLATE D130/40 9SL R | 395.4
13011594 | BAFFLE PLATE D125/40 9SL R | 362.4
13011595 | NOZZLE ROD L711 SHORT HEAD | 302
13011596 | LINEA PORTACHICLER LG 587 T1 | 302
13011597 | NOZZLE ROD L821 MEDIUM HEAD | 534.6495
13011598 | FLAME TUBE D170/141/130 L305 | 243.2
13011600 | FLAME TUBE D170/141/130 L415 | 429.9
13011601 | FLAME TUBE D170/141/125 L305 | 243.2
13011602 | FLAME TUBE D170/141/125 L525 | 350.6
13011603 | FLAME TUBE D170/141/125 L415 | 293.3
13011607 | MOTOR 140W | 196.8
13011617 | IR DISPLAY | 254.3
13011619 | CABLE DISPLAY+PLUG 9P/CONNECT.SUB9P L395 | 36.2
13011620 | SERVOMOTOR SQN31.481.A2766 | 521.2
13011622 | PLUG-IN BASE RELAY CART/RAIL DIN35 | 47
13011623 | CABLE AIR P.SWITCH+PLUGDIN/2X0,75 L1200 | 46.8
13011633 | NOZZLE ROD CPL SHORT HEAD | 574.2
13011634 | NOZZLE ROD CPL LONG HEAD | 548.7356
13011647 | CABLE GAS VALVE+PLUG DIN/3X0,75 L1700 | 29.7
13011648 | BOQUILLA ASSEMBLY CPL | 1107.2
13011649 | NOZZLE ROD CPL LONG HEAD | 1161.3
13011650 | NOZZLE ROD CPL MEDIUM HEAD | 1154.4
13011720 | GAS VALVE MB-VEF412 B01 S30 PL=0,3-PF=1,2 | 1576.2
13011721 | MANOMETER 0-60 MBAR D.100 G1/2 | 208.3678
13011725 | VALVULA DE GAS MB-VEF420 B01 S10 | 1868.7
13011726 | COIL DUN N° 1215 MBVEF420 | 837.6
13011733 | GASKET KIT VGG,VGF10 / VGD20 RP2 | 63.7
13011734 | GAS VALVE VGG10 504P RP2" | 449.2
13011735 | GAS VALVE VGF10 654P DN65 | 1945.4
13011736 | PRESOSTATO AIRE GW 50 A4 2,5-50MB DIN | 96.6
13011737 | GAS VALVE MV-D220/5 RP2" | 1140.9
13011738 | GAS VALVE MV-D2065/5 DN65 | 1327.3
13011739 | COIL DUN N° 300 MVD215-515 | 756.2
13011750 | COIL DUN N° 400 MVD2065 | 1105.4
13011751 | AIR FLAP SPRING | 23.5
13011752 | CPL GREY COVER HOUSING | 213.9
13011760 | CABLE SKP PLUG DIN/3X0,75 L2000 "X5" | 44.9
13011761 | SERVOMOTOR SQN31.401A2760 | 445.0787
13011763 | CONTROL UNIT LFL 1.333 | 638.9
13011764 | GREEN LIGHT SIGNALUX 2822/220V | 22.8
13011765 | SWITCH 3 POS.0-2 MOMENT. | 32
13011779 | PRESSURE TAKE OFF TUBES DUNGS 407 | 290.3
13011784 | ACTUATOR EAS 2 38,5S | 1102.1
13011785 | MOUNTED FLOW CONTROLLER+COVER | 1624.5
13011794 | RELAIS SOCLE AGK11 LOA-LGB + AGK66 | 45.4
13011796 | GAS CONN.VALVE G/F-V Rp 2" MBVEF420-425 | 462.2
13011835 | COUPLING AIR FLAP/SQN-SQM EQ.L277 | 321.4
13011839 | AIR PRES. CABLE + PLUG X3 | 45.7
13011846 | GASKET KIT MBVEF412 | 25.4023
13011857 | FLAME TUBE D185 L470 | 1366.1
13011859 | FLAME TUBE D220 L610 | 933.6
13011860 | BAFFLE PLATE D210/70 12SL 12DRIL. | 622.4
13011861 | FLAME TUBE D270 L600 FLANGE D436 DN80 | 1998.5
13011863 | GAS NOZZLE V D45X65 | 268.2759
13011864 | AUXILIARY RELAY 0A/2RT/230VAC | 53.7
13011865 | GAS NOZZLE V D.65X90 | 384.3678
13011867 | FLAME TUBE D178 L350 DELTA | 645.0575
13011869 | FLAME TUBE D213 | 835.7471
13011870 | ADJUSTING BOLT D5,9X18 | 42.8736
13011871 | FLAME TUBE D263 L400 DELTA | 1008.3
13011872 | ADJUSTING DEVICE STOPPER D7,9X13 | 43.5632
13011876 | FUEL SELECTOR SWITCH CG10A362D | 234.2529
13011878 | IGNITION CABLE BERU D6,35/D6,4 L800 | 110.2
13011882 | BAFFLE PLATE D137/17 9SL | 207.6
13011883 | BAFFLE PLATE D.165 | 294.4
13011889 | ELECTRICAL CONSOLE 273X140X63 | 182.3
13011890 | EARTH TERMINAL PHOENIX UK5 TWINPE | 49.5
13011891 | TERMINAL STRIP ELG03.250 | 255.5
13011892 | ACTUATOR SQN 31.251 A2730 | 536.4
13011894 | CABLE IGNIT.TRANSFO+PLUG 3P 3X0,75 L400 | 27.2
13011896 | GAS VALVE CG340 R01 VT2W | 1582.2
13011897 | FLANGE CG3 RP1"1/2 INLET | 100.3
13011899 | O-RING CG3 GAS VALVE (X2) | 20.8
13011900 | FILTER ELEMENT+O-RING CPL. CG3 | 54.8276
13011901 | RILZAN TUBE 4-2 (BLU) | 17.6
13011905 | FLAME CUP D119,5/125 L207 | 239.2
13011906 | FLAT HEAD SCREW M6X8 D12,3/BAFFLE PLATE | 34.5977
13011908 | GASKET/BURNER FLANGE D200/110X5 | 25.8
13011909 | GASKET/BURNER FLANGE D242/121X10 | 39.4241
13011910 | BURNER FLANGE D110 EXT.D210 | 85.8
13011911 | BURNER FLANGE D125 EXT.D250 DUAL FUEL | 118.6
13011913 | FLAME TUBE D110 L320 | 198
13011914 | FLAME TUBE D125 L320 | 279.5
13011915 | BOILER ACCESSORY D125OILHOSES L1500 NW6 | 174.508
13011918 | DRIVING WHEEL | 25.1
13011922 | BALL BEARING AXIS FLAP | 34
13011923 | INSPECTION GLASS D16,5 WHITE | 20.8
13011924 | WASHER 4,3ST / CASING | 16.3
13011925 | AIR INTAKE GRID | 67.1
13011926 | GUIDE SHEET | 58.5
13011927 | SHEET INLET AIR | 107.6
13011928 | SWIRLER D115/86/43 12SL H15 40° | 216.2
13011929 | INSPECTION GLASS | 18.8
13011930 | MOTOR 450W | 344.5
13011932 | COUPLING for motor 450W | 11.0345
13011933 | COUPLING D8/54 ELECTROMAGNETIC EK03GL | 1594.2529
13011934 | CABLE MAGN. COUPLING+PLUGDIN/3X0,75 L400 | 86.9
13011935 | TUBE PUMP/NOZZLE ROD | 80.7
13011937 | OIL HOSE LG 1500MM NW6 | 70.2
13011938 | BOMBA AT3 55 C 2P 06 | 217.6
13011939 | IGNITION ELECTRODE D8X120 d6,4 D3X32 84° R+L | 167.4
13011940 | NOZZLE ROD | 221.6092
13011941 | SCREW OF ADJUST | 24.6
13011942 | BAFFLE PLATE D112/38 15SL | 219.1954
13011944 | IGNITION CABLE D6,35 L500 | 27.2
13011947 | KIT REMOTE RELEASE CONTROL | 63.5
13011976 | SAFETY THERMOSTAT 112-82°C | 135.1724
13011990 | FLANGE CG3 RP1"1/2 OUTLET | 100.3
13012000 | SWITCH 21X15 BLACK | 32.9885
13012001 | SWITCH 21X15 | 32.5287
13012002 | Bomba AT2 45D 9538 6P 0500 | 216.7
13012012 | GAS CONN.VALVE EQUIPED 1"1/4 | 463.6782
13012014 | GAS CONN.VALVE Rp 2" MBVEF420 | 494.8276
13012022 | ACTUATOR STA 5 BO36/8 2N36 160° | 252.6
13012024 | CABLE ACTUATOR+PLUG7P/RAST5P+RAST4P L250 | 52.4
13012042 | FLANGE/GAS TUBE RP 3/4 | 425.3
13012043 | GAS CONN.VALVE EQ. RP1/4 | 464.2
13012044 | PRESSURE TUBES SET (300MBAR) | 130.3
13012045 | KIT PRESSURE TUBES(20MBAR) | 104.4
13012049 | FRONT PLATE COVER EK03 | 32.5
13012194 | GAS TRAIN MBDLE407 B01 S20 | 911.954
13012203 | FLANGE MB405 RP3/4"+ADAPTER GAS TUBE | 103.9
13012220 | TRANSFORMADOR ZE 30/7+FICHE. | 160.1
13012221 | KIT O-RING | 465.4
13012225 | CABLE AIR PRES.SWITCH+RAST2P/2X0,75 L350 | 22.1
13012226 | AIR SWITCH CABLE RAST5 | 23.2
13012227 | CABLE ACTUATOR+PLUG9P/RAST5P+RAST4P L480 | 46.6
13012262 | SERVOMOTOR SQN75.244A26 ( VER OBSR, ) ) | 379.7336
13012263 | ACTUATOR SQN 75.294 A26 | 270.1
13012264 | SERVOMOTOR SQN 75 224A26 | 352.2
13012265 | SERVOMOTOR SQN75.524A26 | 300.3556
13012266 | SERVOMOTOR SQN 75.664A26 | 270.1
13012268 | GAS CONN.VALVE EQ. RP3/4" MBZDRLE 408 | 408.046
13012269 | GAS CONN.VALVE EQ. RP1/4 | 464.2
13012272 | COIL DUN N° 1250 V2 MBZRDLE410-412 | 519.1
13012273 | COIL DUN N° 1201 V1 MBZRDLE410-412 | 794
13012275 | VALVULA GAS MBZRDLE412B01S20 | 1171.7
13012289 | TUBES P AIR+FURNACE/R+L MBVEF412 | 185.7
13012322 | GAS HEAD D104/26 L85 9 BRANCH | 277.8
13012323 | PHOTOCELL QRB 1B WITH PLUG | 74.4
13012336 | CABLE GAS VALVE+RELAY RAST 5P L1500 | 104.3
13012383 | BOILER ACCESSORY D126 WIELAND PLUG 7P. | 134.4
13012385 | BOILER ACCESSORY D126 WIELAND 7P.+4P. | 135.977
13012386 | GASKET/BURN.FLANGE 180X155X10 D110 WHITE | 41.7
13012388 | FLAME TUBE D100/88/103 L138 | 300.6
13012389 | TUBO ACERO D.117/ 97/110X148 | 240.8
13012391 | CLAPETA C10 - C14 GAS | 26.9
13012392 | FAN WHEEL D120 X52 D12,7 L-E | 51
13012393 | TURBINA D.137X52 D.12,7 | 74.6
13012397 | BAFFLE PLATE D87 6SL R 6DRIL. | 78.4
13012398 | BAFFLE PLATE D96 6SL R 6DRIL. | 68.5
13012402 | SHUTTER D40 3 DRILL.D4,2 ON D30 LPG | 45.4
13012403 | SHUTTER D50 3 DRILL.D4,2 ON D41 LPG | 22.4
13012404 | ELECTRODE/CABLE D4x500 | 24.6
13012405 | IGNITION ELECTRODE D8X75 D1,65X10 L625D4 | 29.7
13012406 | IONI. PROBE/CABLE D6,35x375 | 22.1
13012407 | IONISATION PROBE D8X75 D1,5X45 L500 d6,4 | 26.4
13012408 | GAS STAR (ALU.) | 139.4253
13012409 | GAS HEAD D93/22 L70 6 BRANCH | 224.7
13012410 | O-RING D21,6X2,4 | 17.3
13012411 | GREY COVER HOUSING+ PLATE | 141.6
13012413 | FLAME TUBE D100/93/88/103/88 L258 | 573.9
13012414 | FLAME TUBE D117/97/110 L268 | 401.6
13012418 | GAS HEAD D93/22 L70 6 BRANCH BRONZE | 278.1
13012420 | SERVOMOTOR LKS 131.07 | 362.8
13012421 | PLUG DIN GREY 4P.WITHOUT SKIRT | 26.5
13012422 | PLUG DIN GREY 4P.WITH SKIRT | 18.8
13012423 | GRUPO BOBINAS DUNGS Nº 1100 (VS+VA) | 377.4
13012424 | GAS VALVE MB-DLE407 B01 S20 RP3/4" | 622.4
13012434 | TUBE PUMP/SOLEN. VALVE | 109.0379
13012437 | TUBE PUMP / NOZZLE ROD | 67.2
13012438 | OIL PUMP BFP 52 E | 465.5
13012468 | HOLDER SPEED INVERTER | 82.069
13012586 | COIL DAN FOR OILVALVE NO 230V | 80.3448
13012597 | FIXIN COLUMN COVER FOR K47 | 21.9
13012598 | KIT RAPA->DANFOSS | 246.8
13012599 | KIT RAPA->DANFOSS | 217.9
13012600 | KIT RAPA->DANF.EK/EL02L-MH L&G | 344.5
13012675 | CABLE SOL.VALVE+PLUG 3P/RAST3P L300V1 | 25.7
13012676 | CABLE SOL.VALVE+PLUG 3P/RAST3P L300V2 | 37.4
13012677 | CABLE CELL IRD+PLUG3P/RAST3P L250 | 36.5
13012678 | PHOTOCELL IRD 1010 AXIAL | 187.1
13012679 | FLAME CUP D76,6/80 L140 FP617 | 256.7
13012680 | NOZZLE ROD DAN PHB 5-LE L252 | 172.3
13012681 | OIL PUMP BFP 52 EL3 LES | 207.7
13012682 | CABLE HEATER DAN+PLUG4P/RAST4P L400 | 34.3
13012691 | KIT BAFFLE PLATE MB819 D19 ELECT. L65 | 156.7
13012729 | SPACER NOZZLE ROD | 20.2299
13012730 | TURBULATOR D63/18 6F RIGHT LX | 91.3
13012731 | BAFFLE PLATE D110/30 9SL | 250.1149
13012767 | CABLE SOL.VALVE+PLUG 3P L300 | 24
13012768 | CABLE HEATER DAN+PLUG4P L460 | 26.9
13012769 | CABLE HEATER DAN+PLUG4P/4X0,75 L450 | 36.8
13012770 | TUBE PUMP/NOZZLE ROD | 61.3
13012771 | NOZZLE ROD 1D 9/16' L.245 | 225.4
13012815 | FLAME TUBE D80/57 L183FLANGEd100 | 143
13012833 | COUPLING D37/11X34 PUMP | 93.4
13012834 | COUPLING D12X140 M8 EQ.PUMP/MOTOR | 195.4
13012835 | COUPLING D12X100 M8 EQ.PUMP/MOTOR | 240.8
13012836 | COUPLING D12X157 M8 EQ.PUMP/MOTOR | 195.4
13012837 | COUPLING MOTOR 450W HANNING | 9.6552
13012838 | COUPLING D6X18 HEX.10MM ACTUATOR | 48.9
13012839 | COUPLING MOTOR 70W SMEN | 10
13012842 | BAFFLE PLATE D95/25 9SL | 168.3
13012844 | BAFFLE PLATE D75/22X8 6SL | 140.8851
13012845 | BAFFLE PLATE D115/45 9SL | 304.7
13012849 | BAFFLE PLATE D105/40 9SL+ELECT.HOLDER | 419.3
13012853 | BAFFLE PLATE D110/30 9SL+F LANGE | 245.5
13012854 | BAFFLE PLATE D84/28 6SL | 127.2
13012855 | BAFFLE PLATE D65/20 4SL | 89.1483
13012856 | BAFFLE PLATE D64,5/16X10 4SL | 193.3
13012857 | BAFFLE PLATE D168/60 15SLTK98 1DRIL. | 430.1
13012866 | BAFFLE PLATE D110/45 12SL 1DRIL. | 213.4
13012867 | BAFFLE PLATE EG3A45 R/F - EK3.60G/F | 238.8
13012868 | BAFFLE PLATE EG3A60 R/F - EK3.80G/F | 249.9
13012879 | BAFFLE PLATE D72/22X4,5 6SL | 112.8
13012880 | BAFFLE PLATE D96/32 15SL | 210.6897
13012881 | BAFFLE PLATE D143/84 GRILLE | 136.5
13012883 | SPINDLE / AIR FLAP 10X10X151 D6/D5 | 44.7
13012884 | SPINDLE / AIR FLAP 7X7X264 D5 | 45.7471
13012885 | SPINDLE / AIR FLAP D5X71 | 29.3103
13012886 | SPINDLE / AIR FLAP10X10X311 D5 | 56.6667
13012887 | SPINDLE / AIR FLAP 10X10X326 D5 | 73.7931
13012888 | SPINDLE / AIR FLAP D5X84 | 20.8
13012890 | COIL KRS FOR CG3.40 VP | 311.1
13012892 | SPINDLE / AIR FLAP 10X10X320 D5 | 107.6
13012899 | COIL THE TK25 N | 129.9931
13012901 | COIL DUN N° 1405 MBVEF425 S10 | 1355.6
13012905 | BURNER FLANGE D90 EXT.D183 | 51.7241
13012908 | BURNER FLANGE D110+GASKET D110/200 | 83.4
13012909 | BURNER FLANGE D159 EXT.D333 | 382.4
13012910 | FLANGE 196X190X16 EXTERNAL AIR INLET | 215
13012911 | BURNER FLANGE D110 EXT.D250 | 163.2
13012912 | BURNER FLANGE D125 EXT.D305 | 147.1598
13012913 | BURNER FLANGE D140 EXT.D330 | 183.3
13012914 | BURNER FLANGE D80 EXT.D183 | 53.7
13012915 | BURNER FLANGE D125 EXT.D250 | 97.8
13012917 | FLANGE CG2 RP1" | 51.1
13012919 | FLANGE CG2 RP3/4" | 46.1
13012920 | FLANGE MB410/412 RP1" | 68.5
13012921 | FLANGE CG1 RP1/2" | 41.0345
13012922 | FLANGE CG1 RP3/4" | 51.2644
13012923 | FLANGE CG2 RP1"1/2 | 75.8
13012924 | FLANGE CG3 RP1"1/2 | 96.092
13012925 | FLANGE CG3 RP1"1/2 OUTLET | 96.092
13012926 | BUTTON ADJUST AIR FLAP EL-EG01-02 | 16.1
13012927 | CABLE MOTOR+PLUG 3P 90° 3X0,75 L430 | 25.1724
13012928 | CABLE IGNIT.TRANSFO+PLUG AMP 3X0,75 L450 | 39
13012932 | IGNITION CABLE D6,35 L330 | 24.6
13012933 | IONISATION CABLE D6,35 BAN/D4 L560 | 34.1
13012934 | IGNITION CABLE D6,4 L1000 | 22.1
13012935 | IGNITION CABLE D6,35 L610 | 12.5
13012936 | IGNITION CABLE D6,35 L360 | 24.6
13012937 | IGNITION CABLE D6,4 L1000 AP | 48.3
13012938 | IONISATION CABLE CLP 6,35 L1000 | 34.1
13012939 | CABLE SOL.VALVE+PLUG 3P 3X0,75 L335 | 22.1
13012940 | IONISATION CABLE CLP 6,35 L305 | 30.1
13012941 | IGNITION CABLE EG01B | 32.3
13012943 | IONISATION CABLE D6,35 L395 | 34.1
13012944 | IONISATION CABLE D6,35 L310 MALE | 19.0805
13012945 | IONISATION CABLE D6 L300 | 44.9
13012948 | NOZZLE ROD | 82.3
13012949 | NOZZLE ROD | 105.1
13012962 | OIL ELECTRIC CONNECTION BOX PRE-WIRED | 62.1552
13012964 | OIL ELECTRIC CONNECTION BOX PRE-WIRED | 589.7
13012966 | OIL ELECTRIC CONNECTION BOX EL01B40/56H-LNX | 77.5
13012967 | OIL ELECTRIC CONNECTION BOX PRE-WIRED | 589.7
13012968 | ELECTRIC CONNECTION BOX PRE-WIRED GAS | 455.8046
13012969 | ELECTRIC CONNECTION BOX PRE-WIRED GAS | 508.8506
13012970 | ELECTRIC CONNECTION BOX 2 STAGES GAS | 1149
13012973 | AIR BOX 215X260X57 | 80.7
13012975 | AIR BOX 188X194X50 D130 OVEN | 482.5
13012976 | FOTOCELULA LANDIS QRB1B L=0,40 M | 52.8
13012977 | PHOTOCELL QRB 1A A048B70B | 57.2
13012979 | PHOTOCELL QRB 1B D042B20B LONG | 77.7
13012980 | PHOTOCELL QRA 2 FLANGE+COLLAR | 45.4
13012984 | CAPACITOR 10µF 2P 3mm | 63.4
13012985 | CAPACITOR 4µF 2P 6,4mm | 36.2276
13012986 | CAPACITOR 5µF 2P 3mm | 44
13012991 | CONTACTOR ABB B9-30-10 - 220 V | 94
13012992 | TERMINAL FOR IGNITION CABLE | 17.2414
13012994 | COVER HOUSING BLU | 161.1
13012995 | COVER HOUSING BLU | 94.3575
13012996 | COVER HOUSING EL02A/B16-EL02B11 | 58.4
13013002 | COVER HOUSING GREY EG02 | 63
13013003 | TIGHTNESS CONTROL VPS504 S02 | 630.6897
13013011 | GAS NOZZLE EG03B LG 37 MBAR | 328.1793
13013012 | GAS NOZZLE EG03B 20-300 MBAR | 196.4
13013013 | NATURAL GAS NOZZLE | 158
13013014 | GAS NOZZLE EK3 20MBAR | 249.7701
13013015 | GAS NOZZLE EK3 300MBAR | 249.7701
13013022 | NATURAL GAS NOZZLE | 158
13013023 | NATURAL GAS NOZZLE | 158
13013024 | GAS NOZZLE EG02A/B 120F LPG 37MBAR | 124.7
13013025 | GAS NOZZLE EG02A/B 180F LPG 37MBAR | 118.9828
13013028 | IGNITION ELECTRODE D6,2X55 d6,4 D2X20 45° L | 27
13013029 | IGNITION ELECTRODE D6,2X55 d6,4 D2X20 45° R | 26.7816
13013033 | IONISATION PROBE D8X50 D2X45 L 500 d5 | 42.1
13013035 | IGNITION ELECTRODE D8X120 d6,4 D3X38 45° | 27.3
13013038 | IONISATION PROBE D8X150 d6,4 D4X40 | 20.6
13013039 | IGNITION ELECTRODE D8X120 d6,4 D3X15 45° | 24.7
13013040 | IGNITION ELECTRODE D8X200 d6,4 D3X25 60° | 45.4
13013045 | IONISATION PROBE D6X55 d6,4 D3X29 40° | 156.6
13013047 | ELECTRODO DE ENCENDIDO | 34.8
13013048 | ELECTRODO DE IONIZACION | 21.1
13013050 | IONIZATION ELECTRODE.EG3A.R2P-EK3.60/80G/F | 31.3
13013053 | IGNITION ELECTRODE D8X200 d6,4 D3X80 80° L | 103
13013054 | IGNITION ELECTRODE D8X200 d6,4 D3X80 80° R | 103
13013055 | IGNITION ELECTRODE D6X60 d6,4 D2X13 | 23.7
13013056 | IGNITION ELECTRODE D8X120 d6,4 D3X20 | 24.7
13013057 | IGNITION ELECTRODE D14X200 d6,4 D4X42 130° | 93.5
13013058 | IONIZATION ELECTRODE EG4A-EK4.G | 134.1
13013062 | IONISATION MESURE PLUG | 23.4483
13013063 | JACK PLUG | 22.5
13013065 | ORANGE PLUG FOR PHOTOCELL QRB1S | 17.8
13013066 | FILTER/PUMP SUNTEC+ DOCUMENTATION | 29.8
13013072 | FILTER ELEMENT+O-RING CPL. CG1 | 46.1
13013073 | FILTER ELEMENT+O-RING CPL. CG2 | 49.9
13013078 | OIL HOSE L 1200 RM 1/4 | 49.1
13013079 | OIL HOSE L 1200 1/4"ELBOW+MAM.3/8 | 32.4
13013081 | GAS HOSE L 0.9M RM 1/8 | 37.5
13013082 | OIL HOSE L 1500 DN8 | 44.6
13013084 | SLEEVE D4,7X1 METER | 24.6
13013085 | GAS VALVE CG1 R01 DT2W | 536.4
13013086 | GAS VALVE CG1 R01 VT2W | 536.4
13013087 | GAS VALVE CG2 R01 DT2W | 625.1
13013088 | GAS VALVE CG2 R01 VT2W | 791.4
13013089 | GAS VALVE CG25R03D2W6YWV | 988
13013090 | GAS VALVE CG25R03VW6CWV | 2150.7
13013091 | HYDRAULIC JACK | 214.9425
13013092 | GATO HIDRAULICO | 703.7
13013094 | GASKET ALUMINIUM D10/14X1,2 G1/8 | 17
13013095 | GASKET/BURNER FLANGE D212/90X8 | 26.9931
13013096 | GASKET/BURNER FLANGE D319/160X10 | 58.8
13013098 | GASKET/BURNER FLANGE D212/80X5 | 43.331
13013099 | GASKET/BURNER FLANGE D242/110X10 | 36.6
13013100 | GASKET/BURNER FLANGE D290/125X10 | 53.1034
13013101 | GASKET/BURNER FLANGE D319/140X10 | 54.4
13013102 | GASKET/BURNER FLANGE D242/125X10 | 39.3
13013103 | GASKET FLAT D8,5/4X2 COPPER | 19.3
13013104 | O-RING D42,52X2,6 | 21.9
13013107 | GASKET ALUMINIUM D13,2/18X1,5 PUMP | 16.092
13013108 | O-RING D70X3 | 23.1
13013114 | COVER HOUSING BLU | 165.2874
13013117 | GAS ROD EG02B | 50.2
13013118 | PROTECTION SLEEVE CABLE TAG HT | 19.6
13013119 | MANOMETER 0-40BAR WITHOUT GLYCERIN | 44.5977
13013120 | CONNECTION NIPPLE 3/8" FOR OIL HOSE | 12.7
13013121 | FORWARD INSULATION AIR BOX EL01 | 26.8966
13013122 | FORWARD INSULATION EL02 | 25
13013123 | MOTOR 0,37KW230/400V D14 | 584.6138
13013124 | MOTOR 0,55KW230/400V D14 | 420.5
13013125 | MOTOR 0,92KW230/400V D14 | 571.9
13013127 | MOTOR 0,09KW230V D10 | 227.3
13013128 | MOTOR 0,45KW230V D14 L32 | 293.3
13013129 | MOTOR 0,09KW230V D10 | 244.4
13013130 | MOTOR 0,18KW230V D10 | 196.8
13013131 | MOTOR 0,11KW230V D10 | 195.4
13013132 | ADJUSTMENT CAM EL/EG01/02A/B | 19.3
13013133 | GRADUATED DISK D13/38 0-10 | 20.8
13013135 | MOTOR PLATE G60-E01 | 143.8
13013136 | PUMP AE 45C | 149.054
13013137 | OIL PUMP AL 35 C 9528 6P 0700 | 162.6
13013138 | PUMP AL 65C | 190.1
13013139 | OIL PUMP AT2 45 D 9544 4P 0500 | 216.7
13013141 | OIL PUMP AE 77 C 7270 2P | 207.7
13013142 | OIL PUMP AE 67 CC 7361 3P | 179.6
13013143 | OIL PUMP AJ6 CC 1000 | 232.2
13013149 | FLAME CUP D125/149 L219 | 286.9
13013150 | FLAME CUP D167/140 | 273.5
13013151 | FLAME CUP D154/190 L267 | 273.5
13013153 | FLAME CUP D110/125 L187 | 380.2
13013155 | FLAME CUP D179/220/202 L310 | 582.4828
13013157 | FLAME CUP D153/167 L230 | 295
13013160 | FLAME CUP D119/149 L215 | 390.2
13013165 | FLAME CUP D214/261/240 L303 | 998.1
13013166 | FLAME CUP D214/220/202 L283 | 768.3
13013167 | FLAME CUP D154/140/190 L267 | 295
13013168 | FLAME CUP D110/125 L148 | 228.2
13013169 | FLAME CUP D110/98/80 L147 /195 | 208.4
13013170 | FLAME CUP D179/220/195 L280 | 536.9
13013171 | FLAME CUP D110/98/80 L147 | 303.3
13013172 | FLAME TUBE D110/125 L63 | 409.3
13013183 | AIR PRESS.SWITCH DL 3 A 0,4-3MB | 124.2529
13013189 | SOCKET 6P 93.931.3853.0 | 13.3
13013193 | WIELAND SOCKET 7 P. | 11.9671
13013194 | PLUG DIN BLACK 4P. | 21.1
13013195 | PLUG DIN GREY 4P. | 21.8
13013196 | PLUG PRESSURE INTAKE 1/8" | 27.931
13013197 | LIGHTNING PROTECTION SOCKET PLUG 230V | 191.1494
13013199 | REDUCTION SLEEVE 241 R1" - 1/2" | 21.7241
13013200 | REDUCTION SLEEVE 241 R 1" 1/2 - 1" | 27.0115
13013202 | UNION /OIL PUMP G1/4" M-1/8 F | 30.2
13013203 | CALIBRATED UNION AGA75 1/4" | 159.4253
13013205 | UNION G1" | 57.4713
13013206 | GAS ELBOW 1M/M | 53.1
13013207 | REDUCTION SLEEVE R1/4" - 1/8" SERTO | 30.8046
13013208 | UNION GREY T-FITTING D4/6 SO 33011-6 | 29.1954
13013209 | UNION SHUTTER FOR T-FITTING D4/6 | 29.8851
13013210 | UNION CALIBRATED FOR GASTRAIN CG2/CG3 | 50.6
13013211 | SLEEVE REF 280 1/4" | 13.2
13013212 | NIPPLE 280 RP 3/4" | 21.1494
13013215 | GAS CONTROLLER GBJ 20 R4 3/4" | 219.4
13013216 | ELECTRIC FILTER RC CIRCUIT ARC 4668.9066 | 38.6
13013221 | CONTROL UNIT LGK 16.333 A27 | 949.8
13013225 | SPRING / AIR FLAP | 17.8
13013226 | RESISTOR ANTI-PARASITE CABLE HT | 30.2
13013230 | ACTUATOR SQN 31.411 A2730 | 437.8
13013231 | ACTUATOR LKS 120.13 | 274.4
13013233 | ACTUATOR SQN 31.402 A2700 | 547.1
13013241 | HOLDER AIR PRESSURE SWITCH | 24.6
13013246 | IGNITION ELECTRODE HOLDER | 152.7
13013247 | IGNITION ELECTRODE HOLDER | 173.2184
13013249 | THERMIC RELAY ABB T25 DU 2.2À3.1A | 158.7
13013250 | THERMIC RELAY ABB T7 DU 6 À 9A | 120.8046
13013253 | AIR RECYCLING | 20.5
13013254 | AIR RECYCLING | 20.8
13013255 | METAL SHEET AIR BOX SHUTTING | 28.4
13013259 | TRANSFORMADOR EG01A/02A/03 | 174.9
13013262 | INSULATION TRANSFORMER 230V-230 160VA | 583.7
13013263 | INSULATION TRANSFORMER 230V-230 630VA | 467.7011
13013264 | INSULATION TRANSFORMER 230V-230 1000VA | 958.8
13013265 | SCREWDRIVER TORX T20X200 LONG | 26.5195
13013267 | SCREWDRIVER TORX T27X200 LONG | 34.8
13013269 | FLAME TUBE D90 L150 | 97.8
13013275 | FLAME TUBE D125 L410 | 638.3084
13013276 | FLAME TUBE D140 L410 | 275.7
13013277 | FLAME TUBE D110/87 L288FLANGEd124 | 168.8
13013278 | FLAME TUBE D90 L280 | 139.1
13013279 | FLAME TUBE D90 L465 | 336.9
13013285 | TUBO LLAMA (OBSERV.) | 90.6
13013288 | FLAME TUBE D110 L302 | 316.7
13013289 | FLAME TUBE D110 L216FLANGEd124 | 198.9
13013290 | FLAME TUBE D90 L473 | 399.1
13013292 | CUPPER TUBE CURVED | 77.4713
13013293 | CUPPER TUBE CURVED D2/4 260MM | 31.7
13013301 | RILZAN TUBE BLU D4/6 LONG 1M | 22.7586
13013302 | TUBE PUMP / NOZZLE ROD | 134.2
13013303 | TUBE PUMP/HYDRAULIC JACK FIRST STAGE | 77.3563
13013304 | TUBE PUMP/HYDRAULIC JACK SECOND STAGE | 136.6
13013306 | TUBE PUMP / NOZZLE ROD | 43.331
13013308 | TUBE PUMP / NOZZLE ROD | 66.1
13013313 | FURNACE INOX PIPE CURVED | 64.4828
13013314 | FURNACE INOX PIPE CURVED | 59.4
13013317 | AIR PRESSURE TUBE | 53.908
13013318 | RILZAN TUBE BLU D2/4 L:500+T+CAP | 62.6
13013319 | FAN WHEEL D200 X83 D14 | 336.4
13013321 | FAN WHEEL D136 X50 D10 | 39.4241
13013323 | FAN WHEEL D250 X105 D28 | 595.4
13013324 | TURBINA 180X70 PARA ELCO EG 03B | 113.3
13013328 | SWIRLER D100/86/34 12SL H15 40° | 143.2
13013329 | SWIRLER D115/86/34 12SL H15 40° | 163.7
13013330 | SWIRLER D115/86/34 6SL H15 40° LPG | 151.777
13013332 | TUBE PUMP / NOZZLE ROD | 134.2
13013333 | TUBE PUMP/HYDRAULIC JACK 1 STAGE | 86.8
13013334 | TUBE PUMP/HYDRAULIC JACK SECOND STAGE | 80.3
13013335 | TUBE PUMP / NOZZLE ROD | 29
13013336 | VACUUM METER-1/0BAR WITHOUT GLYCÉRINE | 72.5736
13013338 | 3 WAY VALVE JOUCOMATIC PERMANENT RUN | 213.4483
13013339 | 3 WAY SOL.VALVE 310A G1/8 7W | 286.6
13013340 | BLOCK OIL DISTRIBUTOR /VALVE HOLDER | 392.6
13013341 | SOLEN. VALVE RAP BV01 1.2M13 G1/8" 2WAY | 120.7586
13013352 | RACORD UNION A TUBO SILICONA R1/8 | 34.6
13013363 | SCREW HSHC 6 X 16 FOR GASTRAIN CG2 | 7.4
13013364 | SCREW HSHC 6 X 25 FOR GASTRAIN CG2 | 7.4
13013366 | SCREW HSHC,M8X45 FOR GASTRAIN CG3 | 16.7816
13013367 | SCREW HSHC,M5X14 FOR GASTRAIN CG1 | 15.6322
13013368 | SCREW HSHC 5 X 25 FOR GASTRAIN CG1 | 15.8621
13013369 | SCREW TCBL TORX FENTE 3X8 | 16.5
13013370 | SCREW TCBL TORX FENTE 4X8 (5 PIECES) | 15.7471
13013372 | AIR FLAP PART FIX | 22.3
13013375 | AIR FLAP PART MOBILE | 24.3
13013376 | AIR FLAP | 32.8
13013377 | AIR FLAP | 47.9
13013379 | AIR FLAP | 49.9
13013381 | AIR FLAP | 28.046
13013400 | SWIRLER D100/86/34 6SL H15 40° LPG | 143.2184
13013449 | ELECTRIC CONNECTION BOX E3000 GAS/SG113 | 189.5
13013451 | KIT INSULATION CABLE VALVE LAN | 152.1322
13013508 | KIT CABLE BIPOLAR CUT-OFF | 146.331
13013511 | CAÑA Y PRECALENTADOR FPHB L206 ( OBSRV. ) | 152.2
13013512 | BOCA DE FUEGO D.63 / 80 | 123.4
13013518 | GAS NOZZLE D45 | 62.5
13013521 | OBTURADOR DE GAS PROPANO | 24.2
13013522 | BAFFLE PLATE D64,5/0 8SL R | 46.5
13013523 | SHUTTER D59,5 LPG | 44.9
13013524 | CABLE ELECTRODO ENCENDIDO | 24.6
13013525 | CABLE ELECTRODO IONIZACION | 31.3
13013552 | BOILER ACCESSORY D125 | 118.3908
13013592 | LINEA DE GAS T1 | 790.5
13013593 | GAS ROD HEAD KPL LONG | 701.5
13013594 | GAS ROD HEAD KPL SHORT | 806.3
13013595 | GAS ROD HEAD KPL LONG | 774
13013620 | IGNITION CABLE D3,25/D4 L350 | 29.6
13013621 | IGNITION CABLE D4/D4 L465 AP | 30.5
13013638 | ELECTRODE BLOCK 25X46 d4 D1,5X19 56° | 22.5
13013719 | COVER HOUSING GREY | 72.5736
13013720 | CONTROL UNIT LOA 26.171 B27 | 208.9
13013721 | ACTUATOR WLM STF.0,15 1 | 352.6
13013722 | ADJUST BUTTON | 27.8
13013726 | OIL HOSE L 1000 BY 2 UNITS | 44
13013728 | GASKET FLAT D8,5/4X2 COPPER (X10) | 50.7
13013730 | TORSION SPRING ID9X1,6 L16 | 26.5195
13013732 | PHOTOCELL QRC 1A L350 | 182.5
13013734 | IGNITION CABLE D6,35 L148 | 27.7
13013736 | ELECTRODE BLOCK 25X46 d6,4 D1,2X37 25° | 69.9
13013743 | SPRING D40 X 240 | 26.9
13013744 | SLEEVE SHEALTH D37/44 L 180 | 143.6782
13013749 | IGNITION ELECTRODE D8X120 d6,4 D4X45 36° | 136.3
13013750 | IGNITION ELECTRODE D8X120 d6,4 D4X44 60° | 151.1
13013751 | CLAMP RING D12/9,4/8,1X8 | 43.2
13013755 | FAN WHEEL D250 X106 D24 | 237.931
13013757 | BOLT HINGED D12X168 | 64.1379
13013758 | SPINDLE / BOLT HINGE D18X210+D10X124 90° | 161.3
13013759 | GASKET/FLANGE 02-14 RP | 42.1
13013760 | BOLT D12X160 ST | 62.1839
13013761 | BOLT D18X210 | 140.6897
13013763 | LEVER AIR FLAP | 150
13013764 | CHANGE OVER SWITCH+/- | 85.5966
13013765 | TERMINAL STRIP 24 GR 3BL | 267.3563
13013767 | THERMIC RELAY 2.4-4A | 115.6322
13013770 | ELEC. CONNECTION BOX (UV) | 126.6667
13013781 | GASKET KIT DN65 | 84.2
13013782 | GASKET KIT DN80 | 124.6
13013783 | GAS CONN.VALVE RP2" | 470.5747
13013784 | GAS CONN.VALVE DN65 | 77.5862
13013785 | GAS CONN.VALVE CPL. DN80 | 492.4138
13013788 | FILTER ELEMENT DN80 | 84.8
13013813 | SOLEN. VALVE LUC 121G2320 G3/8" 20W | 474.9
13013814 | ACTUATOR SQM 53.489 A2 | 1854.6
13013817 | NOZZLE ROD 1D 7/8 L713 | 953.046
13013818 | IGNITION ELECTRODE HOLDER D40 | 195.7471
13013819 | IGNITION ELECTRODE HOLDER | 222.8
13013820 | IGNITION ELECTRODE HOLDER D50 | 372.3391
13013821 | FLAME CUP D179/190 L255 | 590.3
13013822 | OIL PUMP NVBGR PIC 300L/H | 1695.4
13013825 | SOLEN. VALVE LUC 121K6423 G1/4" 19W | 301.5414
13013826 | SOLEN. VALVE LUC 321H2322 G3/8" 20W | 866.4
13013827 | GAS ROD D65X294 | 585
13013828 | GAS NOZZLE D.62,5X98 | 795.1
13013829 | BAFFLE PLATE D140/50 15SLTK98 | 266.9
13013830 | TURBULATOR D60/168 | 293.3
13013831 | BAFFLE PLATE D187/80 TK130 | 313.4483
13013832 | OIL HOSE L 1500 | 147.3
13013833 | MOTOR 4KW230/400V D28 | 1039.4713
13013834 | CABLE IGNICIÓN D6.4 | 97.8
13013835 | CABLE IGNICIÓN D6.4 | 81.7
13013836 | OIL HOSE DN8 X L 530 DIN4798 | 132.9
13013837 | IGNITION ELECTRODE D14X200 d6,4 D4X68 90° R | 164.5632
13013838 | IGNITION ELECTRODE D14X200 d6,4 D4X78 90° R | 146.5517
13013839 | IGNITION ELECTRODE D14X200 d6,4 D4X85 80° R | 164.5632
13013840 | SWIRLER D116/63 12SL H10 45° | 348.9
13013841 | SWIRLER D160/98 15SL H10 30° | 394
13013842 | TERMINAL STRIP 28 GR 3BL | 382.7052
13013843 | MOUNTED FLOW CONTROLLER | 1922.9
13013860 | GAS CONN.VALVE Rp 1/2" KROM CG15 | 383.9414
13013869 | GAS CONN.VALVE EQ. RP3/4" MBZDRLE 407 | 425.3
13013870 | GAS CONN.VALVE EQ. RP1"1/4 MBZDRLE 412 | 464.2
13013887 | FRONT PLATE COVER | 41.7
13013889 | MOTOR 0,75KW230/400V D12,7 | 382.4
13013906 | GAS VALVE MB-VEF420 B01 S30 RP2" GW150 | 1885.2
13013907 | GAS CONN.VALVE EQ. RP1"1/2 | 489.8
13013908 | PRESSURE TUBES MBVEF 420 | 132
13013909 | VALVULA DE GAS MBVEF412B01S30 | 1576.2
13013910 | GAS CONN.VALVE EQ. RP1"1/4 MBVEF 412 | 464.2
13013911 | GAS PRESSURE TUBE (P20) | 133.5
13013916 | GAS CONN.VALVE EQ. RP3/4" MBVEF 407 | 425.3
13013917 | PRESSURE TUBES MBVEF 407 | 100.3
13013920 | TUBO IMPULSION bomba a linea portachicleur | 30.1
13013921 | TUBE PUMP / NOZZLE ROD | 68.3115
13013922 | NOZZLE ROD ASSEMBLY T1 SHORT | 267.1
13013923 | BOQUILLA ASSEMBLY T2 | 254.5
13013924 | NOZZLE ROD ASSEMBLY T1 SHORT | 239
13013935 | CLAMP | 24.2
13013936 | BATCHER COVER / AIR D60 | 105.7
13013937 | MEASURE AIR | 62.3
13013938 | NOZZLE ROD 1D 9/16 L437 | 138.2
13013939 | BAFFLE PLATE D64,5/16X84 4SL | 201.2
13013940 | FLAME TUBE D90 L278 | 278.7
13013941 | FLAME TUBE D110/92 L282FLANGEd124 | 232.9
13013942 | CONTROL BOX LOA36.171A27 | 208.9
13013943 | KIT OIL FEED TUBE | 75.2
13013944 | BALL BEARING D10,2/14X10 | 17.1
13013945 | HYDRAULIC JACK | 182.3
13013946 | TUBES P AIR+FURNACE/R+L SKP.. DN65 | 242.4138
13013949 | GASKET BUTTON-FLAP D20/12X2,7 | 22.3
13013951 | OIL PUMP AT3 45 D 9546 2P 0500 | 217.6
13013952 | TUBES P AIR+FURNACE/R+L SKP RP1"1/2 & 2" | 217.8161
13013953 | CABLE RESET+PLUG 1P 1X0,75 L700 | 20.8
13013954 | OIL FEED TUBE SET+ UNIONS | 211.3793
13013977 | FILTER ELEMENT MBVEF415/420 | 155.3
13013978 | FILTER ELEMENT MB.. 407(P300) | 338.6
13013988 | CONNECTORS&GASKET PUMP.SUND.A. | 50.9
13013997 | CABLE IG.TRANSFO+PLUG3P/RAST2P+FILT.L600 | 158.4
13014002 | CONTROL BOARD | 41.7
13014003 | GAS COVER DUAL FUEL | 106.6
13014004 | RUBBER FUNNEL | 19.6
13014005 | TUBE PUMP/NOZZLE ROD 1 STAGE DUAL FUEL | 40.5
13014006 | TUBE PUMP/NOZZLE ROD 2 STAGE DUAL FUEL | 64.1
13014007 | AUXILIARY CONTACTOR N31E | 128.1
13014008 | CABLE SOL.VALVE+PLUG DIN 3X0,75 L1700 | 40.8
13014009 | SWITCH 2 POSITION | 22.1
13014010 | PUSH SWITCH GREEN LIGHT ON-OFF | 25.5
13014011 | GAS CONN.VALVE 3/4" MB 407 | 425.3
13014012 | GAS CONN.VALVE 1"1/4 | 439.8
13014013 | PRESSURE TAKE OFF TUBES DUNGS 412 | 366.2
13014019 | FIRING HEAD DUAL FUEL EQ. T1 SHORT | 1706
13014020 | GAS ROD HEAD CPL. T2 LONG | 1725.2874
13014021 | GAS ROD HEAD CPL. T3 MEDIUM | 1711.8
13014039 | ACCESSORIE GASTRAIN VALVE OVEN | 212.8
13014063 | POTENTIOMETER ASZ22.303 | 583.7
13014075 | IGNITION GAS NOZZLE D6/4 | 55.9
13014094 | TUBO GAS 1/2" | 163.9
13014116 | CONTROL BOARD SILK-SCREEN PRINTED | 40
13014117 | AIR FLAP EQUIPPED | 57.4
13014118 | MOTOPUMP PLATE+ FLAME SCREEN CPL. | 142.3
13014119 | CONTROL BOARD SILK-SCREEN PRINTED | 41.8
13014120 | CABLE SOL.VALVE+PLUGWIE. 5P 5X0,75 L1250 | 48.7
13014121 | BLOCK JUNCTION M6/8,4 | 24
13014122 | GAS CONN.VALVE G/F-V Rp 1"1/4 MBVEF412 | 436.5
13014123 | GAS CONN.VALVE CPL. RP2" MB425 | 442.6
13014124 | FLANGE MB425 RP2" | 91.1
13014125 | GAS+AIR+FURNACE PRESSURE TUBE MBVEF412-420 | 303.2
13014126 | GAS+AIR+FURNACE PRESSURE TUBE MBVEF425 | 372.9885
13014127 | FILTER SCREEN DUNGS/MB VEF 425 | 70.2
13014128 | GAS CONN.VALVE CPL. RP2" MB420 | 442.6
13014129 | GAS+AIR+FURNACE PRESSURE TUBE L+R MBVEF420 | 321.4
13014133 | KIT POST VENTILATION G02/03/05 | 285.0628
13014139 | CONTROL UNIT LGK 16.335 A27 | 1338.4046
13014149 | AIR PRESSURE TUBE | 83.2184
13014151 | NOZZLE ROD | 327.9425
13014160 | IGNITION ELECTRODE D14X200 d6,4 D4X68 90° L | 146.5517
13014161 | IGNITION ELECTRODE D14X200 d6,4 D4X78 87° L | 151.0345
13014162 | CABLE GAS VALVE 4X0,75 L550 SKP | 3.908
13014169 | COUPLING D12/54X154ELECTROMAGNETIC EK3GL | 2711
13014170 | COUPLING D12/54X154ELECTROMAGNETIC EK4GL | 2833.7
13014171 | IGNITION ELECTRODE D14X200 d6,4 D4X84 80° L | 159.7701
13014177 | TUBE PUMP / ACTUATING CYL. | 189.5437
13014178 | ORIENTED UNION G1/8-4,6 | 57
13014179 | TUBE VALVE BLOCK / T CONNECTOR | 118.2759
13014181 | CONNECTION | 24.2
13014182 | COIL SUN B36M10 230V 8W | 146.7
13014183 | TUBE HYDRAULIC JACK / AIR VALVE | 128.046
13014184 | CABLE SOL.VALVE+PLUG 3P 3X0,75 L1200 | 39
13014186 | SPRING D21.8 X 98.8 | 25.2
13014188 | FLAME TUBE D125 L360 | 1865.3
13014189 | FLAME TUBE D159 L360 | 1010.3
13014190 | NOZZLE ROD 1D 9/16 L448 | 493.6897
13014192 | OIL PUMP AJ6 CE 10023P | 232.2
13014193 | GASKET/COVER-PUMP SUN AJ | 20
13014194 | FILTER/PUMP AJ6 | 42
13014197 | BAFFLE PLATE D110/45 12SLTK60 | 341
13014198 | BAFFLE PLATE D134/50 15SL | 276.5517
13014199 | SPINDLE / AIR FLAP 10X10X295 D7F8/D5 | 60.5747
13014200 | AIR FLAP | 54.6
13014202 | GASKET/INSPECTION GLASS 74/67X52/45X2 | 22.4
13014203 | CABLE IGNICIÓN | 56.3218
13014204 | OIL PRESS.SWITCH FF 432 | 382.6437
13014205 | GUIDE INLET AIR | 183.9
13014206 | SHEET INLET AIR | 103.2184
13014207 | COUPLING D12X132 M8 EQ.PUMP/MOTOR | 211.5
13014208 | REVERSING ROD D12 | 161.1
13014209 | SWIRLER D115/86/42 12SL H15 40° | 209
13014217 | NOZZLE ROD 1D 9/16 L 550 | 954
13014218 | IGNITION ELECTRODE D8X120 d6,4 D3X49 45° R+L | 269.4
13014219 | TERMINAL STRIP 2X17 GR 3BL | 200.4598
13014221 | FLANGE 30X12X2,5FIX. ELECTRODE | 24.4
13014222 | BAFFLE PLATE D115/40 9SL | 309.1954
13014223 | BAFFLE PLATE D130/45 9SL | 276.5517
13014225 | THERMIC RELAY 2.2-3.2A | 107.4989
13014226 | FLAME CUP D125/149 L72 | 278.1
13014227 | PHOTO CELL QRB3 (1) | 163.7
13014231 | FLAME TUBE D159 L400 | 416.7356
13014232 | FLAME TUBE D185 L400 | 669.4
13014233 | FLANGE 35X14X12 AIR FLAP | 28.4
13014234 | AIR FLAP | 61.3
13014236 | LEVER CPL. 82 mm | 171.4943
13014237 | GRADUATED PLATE | 130.7
13014238 | LEAD TUBE | 39.6
13014239 | MOTOR PLATE D260X130 | 234.6556
13014240 | TUBE PUMP/HYDRAULIC JACK | 68.7
13014253 | GAS CONN.VALVE CPL. RP1"1/4 | 488.9
13014257 | LINEA GAS COMPLETA C43/54 GX 507/8 T1 | 552.8
13014258 | PLUG PRESSURE FURNACE TUBE L646 | 88.1
13014259 | PLUG PRESSURE FURNACE TUBE L796 | 100.3
13014265 | CABLE CELL UV+PLUG3P/3X0,75 L400 | 38
13014311 | PUMP J 6-CAC-1001-5P | 427.2
13014312 | POTENTIOMETER ASZ 8.703 | 232.5
13014317 | GAS PRESS.SWITCH GW 500 A4 100-500MB | 143
13014337 | PVC TUBE D4/6 | 18.2
13014348 | TUBE PUMP/HYDRAULIC JACK | 107.3
13014349 | TUBE HYDRAULIC JACK/SOLEN. VALVE | 170.5
13014350 | TUBE PUMP/SOLEN. VALVE | 102.1
13014351 | TUBE NOZZLE ROD/VALVE BLOC | 165
13014353 | IGNITION ELECTRODE CARRIER | 182.3
13014355 | BAFFLE PLATE D140/45 9SL | 259.2
13014356 | BAFFLE PLATE D150/50 12SL | 244.2
13014357 | UNION 1/8 - 1/8 | 22.1
13014358 | SCREWED UNION G1/4 -M18X1.5 | 113.4
13014360 | ORIENTED UNION 4LL-G1/8 | 101.4
13014374 | KIT AIR REFRESHING | 63.3333
13014390 | SOLEN.VALVE BUR 3 WAYS+CABLE PLUG 3P L450 | 547.5
13014391 | TUBE HYDRAULIC JACK/SOLEN. VALVE | 85
13014392 | TUBE PUMP/SOLEN. VALVE | 102.1
13014393 | TUBE PUMP/NOZZLE ROD | 90.8
13014394 | TUBE SOLEN. VALVE / NOZZLE ROD | 110
13014395 | TUBE PUMP/T-SCREWING | 123.4
13014396 | ORIENTED UNION 1/4"D.4.6 | 88.2
13014397 | PHOTOCELL QRB 1B A048B70B L500 | 52.8
13014401 | TERMINAL MBK3 GREY | 22.4
13014402 | TERMINAL MBK3 (NEUTRAL) | 22.5
13014403 | FEED-THROUGH TERMINAL (EARTH) MSLK 4 | 21.3
13014411 | FLANGE 40X14X10 AIR FLAP | 36.8
13014412 | GRADUATED PLATE | 75.5
13014413 | TUBE HYDRAULIC JACK / SOL.VALVE | 58.8
13014415 | TUBE PUMP/ NOZZLE ROD | 97.6
13014416 | TUBE SOLEN. VALVE / NOZZLE ROD | 119.4
13014417 | TUBE PUMP/ T- SOLEN. VALVE | 121.1
13014419 | CONNECTOR PUMP/HOSE G1/4/M16X1, | 14.1
13014420 | TUBE PUMP/HYDRAULIC JACK | 96.6
13014421 | UNION 1/4"-M16X1.5 | 134.2
13014423 | GASKET D62/46X2 | 24.8
13014424 | ADJUST ROD | 41.3793
13014425 | BAFFLE PLATE D55 GRILLE | 161.2644
13014427 | IGNITION CABLE D6,4 L925 | 94
13014429 | FILTER ELEMENT BIOGAS | 87.846
13014432 | BAFFLE PLATE D149/45 9SL | 309.7
13014439 | INSPECTION GLASS | 57.4713
13014440 | GRADUATED PLATE 156X56X3 | 74.6
13014443 | SPACER RING MOTOR | 22.5
13014444 | FLANGE D212X250 HINGE+GASKET | 570.9195
13014445 | GASKET/HOUSING-HEAD D212/155X3 | 22.4138
13014447 | FLANGE D63/49X20 TURBULATOR | 110
13014448 | SWIRLER D148/70X42 10SL | 236.9
13014449 | GAS ROD+ GASKET | 548.1494
13014451 | WIELAND PLUG 6 P | 17.7586
13014452 | COUPLING DISK D75X12 | 94.3
13014456 | HOLDER ACTUATOR LKS | 50.8
13014457 | IGNITION ELECTRODE HOLDER | 158.8
13014479 | KIT CHANGING PUMPAE77+JACK TUBE 2 WAY | 707.977
13014508 | CONTROL UNIT SH151 | 245.5
13014514 | RELAY SAS-220V-0,5S CROUZET | 203.1034
13014531 | KIT PRESSURE FURNACE | 139.3
13014532 | KIT PRESSURE FURNACE | 139.3
13014549 | COUPLING D16/8X35 | 93.5632
13014551 | PHOTOCELL QRC 1A1 103C27 L500 | 248.1
13014553 | INSPECTION GLASS D19 | 17.5862
13014554 | FLAME TUBE PILOTE | 76.2069
13014555 | ELECTRODE BLOCK 25X46 d6,4 D1,5X30 45° | 35.5
13014556 | FLAME TUBE D125 L316 | 2609.1954
13014557 | NOZZLE ROD 1D 9/16 L454 | 204.023
13014559 | OIL HOSE DN6X1500 DIN 4798A | 44.023
13014560 | FLAME CUP D110/118 L100 | 334.4828
13014561 | BAFFLE PLATE D71,5/21X50 4SL | 461.3793
13014562 | IGNITION ELECTRODE HOLDER | 341.8
13014564 | TUBE CENTRAL D80X171 | 400.9195
13014565 | FAN WHEEL D230 X110 D24 | 558.6
13014566 | SHEET INLET AIR D143/192X28.5 | 122.8736
13014567 | SHEET INLET AIR | 108.7
13014580 | SEALING RING D18/11X8 NEOPREN | 16.1
13014592 | CONTROL UNIT SG133 | 269
13014593 | CONTROL UNIT SH 123 | 245.5
13014598 | TIME RELAY MUR1 230V | 299.4
13014605 | TUBE SOLEN. VALVE/HYDRAULIC JACK | 69.7
13014606 | TUBE SOLEN. VALVE / OIL PUMP | 60.1
13014607 | TUBE HYDRAULIC JACK/OIL PUMP | 88.6
13014608 | TUBE PUMP/NOZZLE ROD | 134.4
13014609 | CABLE SOL.VALVE+PLUG DIN 3X0,75 L600 | 29.5
13014614 | IGNITION CABLE D4/D4 L850 | 26.7
13014615 | CABLE ALLU.SIL. 2XD.4-L 1051 | 28.3
13014632 | NOZZLE ROD EQUIPPED SHORT | 505.5
13014633 | NOZZLE ROD EQUIPPED LONG | 571.9
13014638 | FLAME TUBE D96/100/130 L208 | 204.7
13014639 | SPINDLE/ACTUATOR-FLAP D13X45,5 HEX.10/8 | 19.6
13014641 | IGNITION CABLE D4/D4 L750 TEFLON | 42
13014654 | FLAME TUBE D88/90/115 L184 | 217.3563
13014658 | TUBE PUMP/ACTUATING CYL. | 107.3
13014668 | PREHEATED NOZZEL ROD SHORT | 149.8828
13014676 | CONNECTOR PUMP/HOSE G1/8-M14X1.5 | 26.5
13014677 | SERVOMOTOR SQM50.481A2 34S 90 | 1052.8
13014678 | TIMER RELAY CEM TP40(0,3/40S) | 182.9
13014681 | GAS ROD HEAD KPL LONG | 672.9885
13014682 | NOZZLE ROD / HOLDER L526 | 610.8
13014683 | NOZZLE ROD / HOLDER L726 | 884.1
13014684 | NOZZLE ROD / HOLDER L626 | 635.3
13014708 | MOTOR 0,25KW230V D14 | 412.5287
13014710 | FAN WHEEL D530 D38 | 3043.6782
13014716 | CABLE OILVALVE+P.DIN/WI.5P L1500VS+1+2+3 | 206.6
13014717 | TAP R1/4 DN4/6 CPL. | 135.5172
13014718 | TAP R1/4 DN6/8 CPL. | 133.6782
13014719 | TAP R3/8 DN8/10 CPL. | 165.4023
13014723 | MANOMETER 0/25 BAR | 187.5862
13014724 | THERMOSTAT DAY/NIGHT 10-30° | 195.6322
13014727 | TIMER RELAY TP40IA | 178.046
13014728 | SOLEN. VALVE LUC 121K64 G1/4"14W 230V60H | 204
13014738 | CABLE ACTU.+PLUG9P/RAST5P+RAST4P+1P L225 | 94
13014743 | FLAME TUBE D185 L670 | 2335.6322
13014754 | TUBE PUMP/HYDRAULIC JACK FIRST STAGE | 96.6
13014758 | RELAY FIN 2 SWITCH NO 12A-220V | 70
13014759 | PLUG-IN BASE RELAY FIN 96.72 2 SWITCH NO 12A-220V | 57.9
13014763 | MANUAL AIR FLAP CONTROL+PLATE 95X85 | 51.4
13014851 | BAFFLE PLATE D140/50 9SL | 310.3
13014854 | SOLEN. VALVE SUN FOR PUMP AS47 | 139.6
13014879 | TUBE INLET EK03.22 LZ | 50.3
13014880 | UNIONS/PRESSURE PLUG | 99.7
13014882 | GAS+AIR+FURNACE PRESSURE TUBE L+R | 214.2529
13014883 | FURNACE INOX PIPE CURVED D10+CONNECTOR | 73.5
13014901 | RING D12,8/11,4X10/ACTUATOR | 32.4
13014908 | GAS VALVE MB-VEF425 B01 S10 RP2" GW50 | 2674.5
13014910 | O-RING D36X3 (X2) | 94
13014911 | O-RING D50X3 (X2) | 20.8
13014912 | O-RING D83X2 | 36.3218
13014988 | ADAPTER TEST KF8840 | 412.3552
13014989 | IONIZATION CABLE L700 | 28.9
13014990 | CABLE IGNICION SILICONA | 24.6
13014992 | CABLE ACTUATOR+PLUG6P/RAST6P L170 MPA | 107.3
13014993 | CABLE MOTOR+PLUG 3P 90°/RAST3P L500 | 37.3
13014994 | IONISATION CABLE D4 BAN/RAST1P L230 | 31.3
13014997 | DOBBLE THERMOSTAT | 409.5402
13015043 | KIT ADAPTER ACTUATOR CROUZET>>LKS120 | 374.9
13015117 | FLAME TUBE D150/125 L240+TURBU. D116 | 360
13015118 | FLAME TUBE D150/125 L390 | 498.3
13015119 | GAS ELBOW+ SHORT TUBE | 176.4023
13015120 | GAS ELBOW+ LONG TUBE | 177.7046
13015121 | CABLE IONIZACION T2 | 31.3
13015123 | SLIDING GAUGE COVER | 37.5
13015128 | SOUND INSULATION / AIR BOX | 73
13015138 | KIT TUBE VPS VGD 20 50 | 260.7
13015142 | AIR INTAKE GRID | 132.4
13015143 | AIR FLAP CPL. | 58.7
13015146 | FAN WHEEL D322/120X49 D12,7 ACTION | 287.9
13015147 | GAS VALVE CG225 R01 VT2W | 940.8
13015149 | LINEA PORTACHICLER COMPLETA C30 T2 C30/2 T2 | 702.4
13015151 | GAS VALVE TK25 PSHR SP50 | 1048.1609
13015156 | FLANGE IMPULSION D24 DMV | 17.0115
13015157 | KIT O-RING GASKET | 57.9
13015158 | KIT O-RING GASKET | 57.9
13015166 | IGNITION CABLE D6,35 L300 | 20.7
13015167 | OIL PUMP AL 35 C Monotube | 162.6
13015169 | CABLE+PLUG 7P/5X0,75 L320 | 40.1
13015181 | DASH BOARD PLATE | 20.9
13015182 | RELEASE BUTTON D16/19X33 BLACK | 29.6
13015183 | ELECTRIC CONNECTION BOX GAS | 129.6
13015184 | CABLE RESET+PLUG FASTON/RAST4P L520 | 46.9
13015185 | IONISATION CABLE D4 BAN/RAST1P L230 MPA | 31.3
13015186 | CABLE MOTOR+2XPLUG 3P/RAST 3P L450+L230 | 57
13015187 | CABLE SERVOMOTOR | 64.9
13015188 | ELECTRICAL COVER PLATE | 23.7
13015189 | CABLE HEARTH+PLUG 7,6/BUNDY D5 L210 | 19.3103
13015201 | GAS CONN.VALVE Rp1"1/4 G/F-ZT | 505.4023
13015229 | CABLE LARGO 660 T1 | 27.4
13015234 | FLAME TUBE D150/125 L240 | 288.6207
13015235 | FLAME TUBE D150/125 L390 | 431.1494
13015244 | FLAME CUP D84,5 L67 | 131
13015250 | ELECTRIC CONNECTION BOX OIL | 129.6
13015251 | CABLE CELL MZ+PLUG2P/RAST2P L365 | 34.4
13015252 | CABLE SOL.VALVE+PLUG 3P/RAST3P V2 | 36.2
13015253 | CABLE SOL.VALVE+PLUG 3P/RAST3P V1 | 36.2
13015259 | ELECTRODO IONIZACION | 58.4
13015267 | FILTER RLC EQUIPPED | 200.5
13015268 | MANUAL AIR FLAP CONTROL | 32.4
13015270 | GAS ROD | 1169.7011
13015271 | IGNITION CABLE D4/D6,35 L600 | 28.9
13015272 | GAS SECURITY MERTIK MAXITROL | 81.808
13015273 | FORWARD INSULATION | 72.4
13015274 | FIXING OF NOISE INSULATION (air flap) | 59
13015291 | TUBE PUMP / SOLEN. VALVE | 110
13015292 | TUBE SOLEN. VALVE / HYDRAULIC JACK | 102.8
13015293 | TUBE HYDRAULIC JACK -> OIL PUMP | 103.9
13015302 | BURNER FLANGE D90+GASKET D90/212 | 84.5
13015303 | OIL HOSE DN4 X L 1000 DIN4798 | 33.1034
13015304 | OIL TUBE CPL. | 60.1
13015307 | GASKET/BURNER FLANGE 156X156X5 D80 A 2° | 32.8
13015308 | GASKET/BURNER FLANGE 156X156X5 D90 A 2° | 32.8
13015309 | SOLEN. VALVE PAR VE140.4 G1/8" 14W | 149
13015310 | OIL TUBE FORMED | 90.8
13015311 | OIL TUBE FORMED | 68.5
13015312 | KIT AIR PLUG SCREW 4-LL-R1/8 | 71.0345
13015313 | DIAPHRAGM FOR PERMANENT FAN | 31.8
13015315 | COIL PAR VE140.4 220V 14W | 58.4
13015316 | CONNECTING PIECE PERMANENT RUN | 19
13015317 | BURKERT VALVE 3 WAY PERMANENT RUN | 287
13015319 | POLYETHYLENE TUBE D4-6 | 16.6
13015320 | RING D12/6,2X3,5 ST-A1P | 17.2414
13015321 | BAFFLE PLATE D71,5/21X50 6SL | 348.1
13015322 | BAFFLE PLATE D110/45 12SLTK60 1DRIL. | 260.7
13015323 | BAFFLE PLATE D134/50 15SL 1DRIL. | 382.2989
13015326 | NOZZLE FILTER MW0.21 ST-GE | 50
13015329 | OIL PUMP E6 NC 1069 6P | 573.8
13015330 | PHOTOCELL QRC 1A2 103C27 | 230.1
13015333 | IGNITION CABLE D6,4 L1000+SHELL | 41.7
13015335 | BAFFLE PLATE D85 GRILLE | 185.4023
13015338 | IGNITION ELECTRODE D8X120 d6,4 D3X32 96° L | 111.8
13015339 | IGNITION ELECTRODE D8X120 d6,4 D3X32 96° R | 95.3
13015342 | IONISATION CABLE D6 L685 | 23.6
13015343 | GAS VALVE CG115 R01 VT2W | 903.2184
13015344 | OIL HOSE DN4 X L 500 DIN4798 | 166.2
13015348 | TIGHTNESS CONTROL TC1 KROM SCHRODER | 1614.1
13015350 | IGNITION ELECTRODE D14X80 d4 D3X97 60° | 154
13015353 | BAFFLE PLATE D84/25X8 6SL | 247.7011
13015354 | FLANGE D320/140X12 | 255.6322
13015355 | BAFFLE PLATE D97/33 6SL 6DRIL. | 103.4
13015356 | BAFFLE PLATE D94/33 6SL 6DRIL. | 175
13015357 | IGNITION CABLE D4/D4 M L510 | 22.5
13015358 | CABLE ACTUATOR+PLUG4P/FASTON L180 | 41.1
13015359 | IGNITION ELECTRODE D8X120 d6,4 D3X49 45° L | 157.8
13015360 | IGNITION ELECTRODE D8X120 d6,4 D3X49 45° R | 157.8
13015362 | BOLT GWD 6X12,5 | 41.6092
13015363 | FLAME TUBE D130/105 L356 | 246.3
13015368 | BURNING ROOM | 253.2379
13015369 | CABLE ENCENDIDO TEF.AP D4-D4X61 | 38.8
13015370 | IONISATION PROBE D8X75 d4 D2,5X20 70° | 60.1
13015371 | IGNITION ELECTRODE D10X120 d6,4 D2,6X23 40° | 46.7
13015372 | NOZZLE ROD | 468.1
13015374 | ACTUATOR LKS 131.10 15S 90° | 659.4
13015375 | SOUND INSULATION / AIR BOX | 25.3
13015377 | IGNITION ELECTRODE D8X75 d6,4 D2,5X17 105° | 48.8
13015378 | SERVOMOTOR LKS131-03 CUENOD C10-14-22 /2 OIL | 390.9
13015379 | BOQUILLA ASSEMBLY L.298 | 225.0575
13015382 | CONNECTION PERMANENT FAN | 96.4368
13015383 | SOLEN.VALVE BUR G1/8"14W 3WAYS+CABLE | 602.5
13015384 | CONTACTOR ABB A12 30-10 230V | 140
13015388 | NOZZLE ROD EK4 L-ROTA | 1635.6322
13015393 | OPTIMISATION AIR SLEEVE D137 | 215.7471
13015394 | TUBE SOLEN. VALVE / HYDRAULIC JACK | 97.5862
13015400 | FLAME TUBE D159 L400 FLANGE DN50 | 1459.7701
13015401 | FLAME TUBE D159 L600 FLANGE DN50 | 1905.7471
13015402 | FLAME TUBE D153,4 L250 DELTA | 599.0805
13015403 | GAS NOZZLE D22 X 40 | 239.0805
13015404 | BAFFLE PLATE D125/17 9SL | 239.0805
13015405 | GAS NOZZLE D 18 | 275.5172
13015415 | HEAVY OIL FILTER RP1" 4BAR 300µ | 327.1264
13015416 | GAS VALVE MB-ZRDLE405 B01 S20 RP1/2" | 859.9
13015417 | FLAME TUBE D227 L400 DELTA | 920.2299
13015418 | PLUG IN BASE FOR RELAY 4 CONTACT | 51.0345
13015424 | KIT PLUG RAST5 A CLIPSER | 58.6207
13015465 | FRONT PLATE COVER+ STICKERS C20-24-30 | 42.2
13015466 | KIT FOR MINI ADJUSTMENT AFTER REQUESTM. | 177.2
13015472 | NOZZLE ROD EQUIPPED SHORT | 682.2989
13015473 | COUPLING D12X140 PUMP/MOTOR | 195.4
13015496 | IGNITION TRANSFO.EBI 1X11 230V+EARTH CAB | 121.1
13015497 | TUBO D 4/7 | 22
13015498 | KIT BAFFLE PLATE D100 6SL H3+NOZ.D50+SHUTTER | 92.5
13015499 | O-RING D45X4 | 22.4
13015500 | RUBBER FUNNEL OIL | 20.7
13015501 | RUBBER FUNNEL 34x15/12 - SHUTTER | 20.3
13015502 | AIR PRESSURE PLUG | 112.3
13015508 | ACCESORIOS CALDERA | 135.977
13015512 | ACCESORIOS TRANSFORM. ELEC.089398 | 76.8
13015518 | COUPLING AIR FLAP/SQN EQ.L236 | 321.4
13015520 | ACOPLAMIENTO GR/MO/BO.D.12-19 | 686.9034
13015524 | ACOPLAMIENTO I.C. L.212 | 266.4
13015530 | ACOPLAMIENTO BOMBA/TURBINA | 30.1
13015534 | ADAPTADOR SM LK151/LKS131.03 | 144.4
13015545 | ADAPTADOR SERVOMOTOR SQN... | 94
13015549 | BEC ABSORBEUR | 27.4
13015550 | BLOCK D34/18X58+ELECTRODE BLOCK | 161.3
13015552 | BOBINA DUNGS N°100 | 355.6
13015564 | BOBINA DUNGS N°200 | 579.1
13015569 | BOBINA BOMBA UNI-E2.2 L.LR | 72.2184
13015570 | BOBINA SCEM 10 W 220 V 50 HZ | 18.8
13015574 | BOITE A AIR PEINTE NC4/NC6 | 53.9
13015575 | AIR BOX 318X414X167+FLAP+GREY SPRING | 448.5828
13015578 | AIR BOX 376X290X128 | 171.1
13015581 | BAFFLE PLATE D164/70 BEF.110 | 714.023
13015582 | BAFFLE PLATE | 54.3414
13015590 | BRIDA KROM CG115(DERECHA RP1/2) | 45.8172
13015594 | PIPA GN/GP 4 DELANTE + 4 ATRAS | 645.2299
13015595 | PIPA GN/GP ATRÁS | 172.5
13015597 | PIPA GN/GP D.25 | 626.2874
13015600 | CABLE ENCENDIDO SIL. | 35.1621
13015601 | CABLE ENCENDIDO SIL. X 700 | 32.1
13015602 | CABLE ENCENDIDO SIL. D4-D4X1350 | 32.5
13015606 | CABLE ENCENDIDO SIL.AP D4-D6,35X1350 | 64.9
13015609 | CABLE ENCENDIDO TEF.AP D4-D4X 850 | 38
13015617 | CABLE IONIZACION PVC/L.1300 | 22.1
13015619 | CABLE IONI.SIL.F.MC4-D6,35X950 | 72.5
13015622 | CABLE IONI.TEF C28/35 | 46.1
13015645 | CABLES ALL.SIL.D6,36 | 84.3
13015646 | TAPA C.70 A C.210 | 195
13015648 | TAPA C100 | 190.6
13015650 | COVER CTT GREY 7036 | 42.4138
13015654 | TAPA EQUIPO C 22 | 155.1
13015657 | COVER HOUSING C10-C14 | 132.4
13015658 | TAPA EQUIPO C20 HG 1ALL | 130.3
13015660 | TAPA EQUIPO C24 HG 1ALL | 130.3
13015661 | TAPA EQUIPO C24 HG 2 LLAMA/AGP | 146
13015663 | TAPA EQUIPO C30 HG 2ALL/AGP | 143.9
13015666 | TAPA QUEMADOR GRIS NC 4. | 80
13015668 | TAPA NARANJA EQUIPO STAND. | 88.7931
13015674 | TAPA NARANJA EQUIPO STAND. | 156.7
13015682 | HOUSING C20/C24/C30 H | 252.5
13015683 | BURNER HOUSING C28-34 | 283.6782
13015694 | CLAPETA EN DEPRESION | 118.3908
13015695 | LLAVE ALEN 6P.3-4MM X 200 | 82
13015696 | LLAVE TORX 20X40-6PANS 3MM LONG | 100.7
13015701 | GAS CONN.VALVE 3/4" (MO | 425.3
13015702 | GAS CONN.VALVE ASSEMBLED 1"1/2 (MO | 523.4
13015703 | GAS CONN.VALVE ASSEMBLED 1"1/4 (MO | 431.2644
13015704 | GAS CONN.VALVE ASSEMBLED 1"1/4 (MO | 449.3
13015707 | GAS CONN.VALVE ASSEMBLED 3/4" (MO | 385.2
13015710 | MANDO MANUAL CLAPETA C10 - C14 GAS | 51.4
13015715 | CONDENSADOR 12µF (2P.3) | 45.4
13015724 | CONTACTOR AUXILIAR CEM CA7-01 FERME | 33
13015725 | CONTACTOR AUXILIAR CEM CA7-10 OUVERT | 36.8
13015728 | CONTACTOR CEM A16 | 164.0897
13015731 | CONTACTOR CEM B25 | 161.8402
13015736 | MIRILLA D.4,00 | 29.5
13015737 | MIRILLA D.6,35 | 17
13015738 | GAS ELBOW+ TUBES LONG | 1179.054
13015746 | DEFLECTOR D. 66/00- 6F.DER. | 42.1
13015749 | DEFLECTOR D. 86/20-12F.DER | 233.4
13015753 | DEFLECTOR D. 94/26-18F.DER | 237.2
13015757 | DEFLECTOR D.100/30- 8F.DER | 150.1
13015758 | DEFLECTOR D.100/30- 8F.DER. | 276.6
13015762 | DEFLECTOR D.106/40-18F DER. | 179.954
13015771 | DEFLECTOR D.130/45- 9F DRO6D5 | 43.6862
13015773 | DEFLECTOR D.132/45-18F GAU | 187.7678
13015775 | DEFLECTOR D.140/48- 9F DER.6D5 | 46.1724
13015780 | DEFLECTOR D.160/48-18F DER. | 217.8
13015789 | DEFLECTOR D.235/55-12FD+6T. | 224.7
13015790 | DEFLECTOR D.240/56-32F DER. | 497.2414
13015792 | DEFLECTOR D.245/55-12FD+6T. | 224.7
13015793 | DEFLECTOR D.250/56-32F DER. | 626.5
13015794 | DEFLECTOR D.250/56-36F DER. | 508.2
13015796 | DEFLECTOR D.260/56-32F DER. | 599
13015802 | DEFLECTOR D.91/30-6FD.+6D.9 | 95.2
13015808 | DIFUSOR ASSEMBL. C160/210G | 280.5747
13015809 | DIFFUSORES MONTADOS C70/100 G | 238.7356
13015813 | CASQUILLO EXT.18 D.4 EQ. | 276.5609
13015821 | ELECTROVALVULA .2/2-N0 G1/4 230V/51 | 247.6
13015824 | ELECTRODO DE ENCENDIDO | 211.5
13015827 | ELECTRODO DE ENCENDIDO | 36.8195
13015828 | ELECTRODO DE ENCENDIDO | 46.2
13015830 | ELECTRODO DE ENCENDIDO | 32.3
13015833 | ELECTRODO DE ENCENDIDO GAS C135 C200 | 35.1
13015835 | ELECTRODO DE ENCENDIDO | 78.5
13015838 | ELECTRODO DE ENCENDIDO | 95.4
13015839 | ELECTRODO DE IGNICION Y SONDA IONIZACION | 52.3
13015840 | ELECTRODO ENCEND. + SONDA IONIZACION | 126.1
13015841 | CONJUNTO ELECTRODO ENCEND. + SONDA IONIZACION | 39.1
13015842 | ELECTRODO ENCEND. + SONDA IONIZACION | 116.3218
13015843 | KIT ELECTRODO + IONIZACION C7 A C22 GAS | 54.6
13015844 | ELECTRODO ENCEND. (A FORMAR) | 49.2
13015845 | ELECTRODO ENCEND. (A FORMAR) | 25.8092
13015849 | ELECTRODO ENCEND. (PAR) | 42.8575
13015851 | ELECTRODO ENCEND. (PAR) | 80
13015852 | ELECTRODO ENCEND. (PAR) | 103.7
13015854 | ELECTRODO ENCEND. CON CABLE | 76.1
13015856 | ELECTRODO DE ENCENDIDO | 48.5
13015858 | ELECTRODO DE ENCENDIDO C 10/14 B | 120.6
13015862 | ELEMENTO FILT.DUNGS GF 505/07.1 | 53.3
13015902 | TUBO D.76/67,6/80X175 | 210.1
13015925 | TUBO REFR.D. 88/103/100X208 | 150.7115
13015929 | TUBO REFR.D.103/ 88/100X258 | 239.2
13015931 | TUBO REFR.D.105/100/130X356 | 223.7586
13015932 | TUBO REFR.D.105/120/110X303 | 205.2897
13015948 | TUBO REFR.D.156/ /156X 60 | 172.8506
13015958 | TUBO REFR.D.180/ 160X252,5 | 468.1
13015960 | TUBO REFR.D.185/223/227X285 | 1484.1
13015972 | TUBO REFR.D.227/ /227X 76 | 228.4943
13015973 | TUBO REFR.D.295/326X350 | 954.5
13015974 | TUBO REFR.D.295/326X650 | 1277.7
13015985 | TUBO ACERO D. 76/67,6/80X175 | 198.5414
13015986 | TUBO ACERO D. 78/ /100X145 | 208.9
13015990 | TUBO ACERO D.105/120/110X143 | 211.9
13015997 | TUBO ACERO D.68/80X170 C8H | 86.8
13015999 | ENSAMBLA.ELECTROVALVULA SEGURIDAD | 159.8
13016001 | ENS.REMPL.EV / AT2 45D/95C | 146.7
13016010 | FILTRO BOMBA SUND.J 4-7/E7 | 74.6
13016011 | FILTRO TAMIZ DUNGS MBDZ405/407 | 97.5
13016012 | FILTRO TAMIZ DUNGS MBDZ410/412 | 56.2
13016015 | FILTROS Y JUNTAS/BOMBA SUNT.A. | 42.3
13016021 | FLEXIBLE L 1,15 M | 33.5
13016022 | FLEXIBLE L 1,20 M | 161.6
13016023 | FLEXIBLE L 1,20 M | 111
13016024 | FLEXIBLE L 1,20 M. | 67.7
13016028 | FUSIBLE 5X20 6,3 A(FUS.LENTO) | 41.1
13016029 | GAINE THERMORETRAC.SIL.D.9 | 30.8046
13016193 | GROUPO MAGNETICO SCEM GM174 V | 72.9287
13016194 | INTERRUPTOR CENTRIFUGO NU | 222.3
13016196 | INTERRUPTOR M/A+1/2ALL C28/35 | 42.2
13016201 | JUNTA CARTER/CABEZA | 108.7356
13016202 | JUNTA CARTER/CABEZA | 149.2
13016203 | JUNTA CODO GAS | 269.4
13016205 | JUNTA COUV.POMP SUNT.A. | 20
13016206 | JUNTA TAPA BOMBA SUND.A.. | 20
13016208 | JUNTA TAPA BOMBA SUND.J-E | 20
13016212 | JUNTA DE CABEZA(SEMI-LUNA,BLANCA) | 100.2
13016215 | JUNTA GACO QUAL.E60-D115/77X2 | 51
13016220 | JUNTA O'RING DI.75X3 | 39.9
13016222 | JUNTA PLAT BRIDE PN6 DN50 | 43.6
13016225 | JUNTA/CALDERA (BLANCO) | 67.4
13016229 | JUNTA/CALDERA (BLANCO) | 53
13016230 | JUNTA/CALDERA (BLANCO) | 48.5402
13016235 | JUNTA/CALDERA (SEMI-LUNA) | 40.608
13016240 | JUNTA/CALDERA (VERDE) | 83.5839
13016241 | JUNTA/CALDERA (VERDE) | 48
13016242 | JUNTA/CALDERA (VERDE) | 70.3448
13016247 | CONJUNTO ADAPTADOR LFM >> LGB | 137.6885
13016252 | CONJUNTO ENTR. CLAPETA C70/100H-G | 104.8
13016258 | KIT JUNTA O.RING MBZRDLE 407 | 96.3
13016259 | KIT JUNTA O'RING | 66.6
13016260 | KIT PROTECTION CABLE H.T. | 78.4
13016264 | CONJUNTO CLAPETA C 70/100 H-G2 | 57.4
13016295 | LINEA PULVERIZADOR L.532 | 770
13016324 | MANGUITO ACOPLAMIENTO BOMBA | 27.5851
13016325 | MANGUITO UNION CAUCHO (AU M.) | 98.2644
13016326 | MANGUITO UNION ELASTICO L160 | 31.9
13016327 | MANOMETRO BAÑO GLYC.0/25 BAR | 161.3
13016328 | MANOMETRO BAÑO GLYC.0/60 BAR | 202
13016330 | MANOSTATO DUNGS GW 10 A5 | 117.7
13016331 | PRESOSTATO DUNGS GW 3 A6 | 250.4
13016333 | PRESOSTATO DUNGS GW 50 A7 | 96.6
13016339 | PRESOSTATO DUNGS GW50/50 A7 | 333.9
13016341 | PRESOSTATO DUNGS GW500/500 A7 | 462.9
13016348 | MICROCONTACTO DUNGS KO.1(C30.2) | 185.0448
13016354 | MOT.11 KW 132M 220/380 50HZ | 1899.4
13016358 | MOTOR 1,5 KW 220/380 V | 387.6
13016360 | MOTOR 0,55 KW 220 V | 403.3333
13016370 | MOTOR 2,2 KW 230/400 V | 613.5
13016374 | MOTOR 4 KW 220/380 V | 1084.6966
13016375 | MOTOR 5,5 KW 220/380 V | 1586.4368
13016384 | PAPEL ANALISIS HUMOS | 96.6
13016393 | PASE HILO 9/14/18/3 | 8.8
13016399 | PLACA FRONT.SERIG.C43/54/61 | 55.9
13016400 | PLACA FRONTALE SERIG. C76 | 13.2
13016415 | PLAQUETA FRONTAL SERIG. C 70 | 12.9
13016416 | PLACA FRONTAL SERIG. C120 | 23.4
13016417 | PLACA FRONTAL SERIG. C160 | 23.4
13016418 | PLACA FRONTAL SERIG. C210 | 23.4
13016419 | PLAQUETA FRONTAL SERIG.C 100 | 23.4
13016435 | OIL PUMP AS 47 D K | 173.6
13016438 | BOMBA HYDRO NVBGR MIC 900 L | 1840.3
13016447 | BOMBA SUNT.AE 77 C 7380 2P | 195.3448
13016448 | BOMBA SUNT.AJ6 DC 1000 2P D.11 | 222.7586
13016452 | BOMBA SUNT.J7 CCC 1001 4P | 427.2
13016454 | TURBINA D.200X74 D.14 | 1963.1
13016457 | PORTA FUSIBLE (ENSAMBLADO N.M.) | 21.8
13016466 | PRESOSTATO LGW3-C3 (1 MBAR) | 125.1
13016470 | TOMA 3P.+ CABLE L..MOTOR AEG | 21.2
13016476 | TOMA 4P (NEGRO CON FALDILLA)PARA | 31.8
13016481 | TOMA C.3P.+CABLE L1700/MOTOR | 23.7
13016483 | TOMA DIN GRIS 4P.SIN FALDILLA | 28
13016485 | TOMA WIELAND 3 P.HEMBRA | 21.9
13016486 | TOMA WIELAND 3 P.MACHO | 21.9
13016490 | TOMA WIELAND 5 P.HEMBRA | 13.9
13016491 | TOMA WIELAND 5 P.MACHO | 28.9
13016495 | TOMAS 3P.+CABLE/PRES. R/N/M | 41.1
13016497 | PROLONGADOR ARBRE D.8/PLAT/11 | 53.908
13016498 | RACOR DBLE MALE 3/4 CO 3/4CYL | 64.0494
13016501 | RACOR DOBLE MACHO 1/2-1/2CO | 32.8736
13016502 | RACOR/BOMBA FLEX. G1/4/M14X1,5 | 14.1
13016505 | RACORES PO. FLEX G1/4B-G1/4 | 13.1
13016506 | RACORES Y JUNTAS PO. SUND.&SAFAG | 227.9
13016510 | ALARGO TOMA MANOMETRO | 105.4
13016511 | ALARGO UNIFIL | 20.5747
13016515 | REGLA DE CALCULO CUENOD | 37.8
13016519 | REGULADOR SAFAG B-GI 509 | 521.8
13016521 | RELE CARTE 2RT 8A AGNI 230V | 76.3
13016523 | RELE FINDER 4RT 55.34.8231 | 70
13016525 | RELE TERMICO T25 10,0-14,0 | 138.754
13016528 | RELE TERMICO ABB T25 1,7/2,4 | 147.9885
13016529 | RELE TERMICO ABB T25 10,0/14,0 | 142.3
13016533 | RELE TERMICO ABB T25 3,5/5,0 | 148.8506
13016538 | RELE TERMICO T25 1,3/1,8 | 142.3
13016572 | ZOCALO CENTRALITA L&G AGK4 | 78.1609
13016576 | SONDA IONIZACION GAS C 135 C200 | 34.4
13016577 | SONDA IONIZACION | 51.5
13016579 | SONDA IONIZACION | 35.5
13016581 | SONDA IONIZACION | 89.3
13016584 | SOPORTE DEFLECTOR | 233.2299
13016585 | SOPORTE DEFLECTOR | 223.7586
13016586 | SOPORTE ELECTRODO+SONDA | 96.6
13016587 | SOPORTE ELECTRODOS+SONDA D.25 | 127.7437
13016591 | SOPORTE LINEA PULVERIZADOR | 152.069
13016594 | SOPORTE LINEA PULVERIZADOR EQ.(ENC. | 244.4
13016595 | SOPORTE LINEA PULVERIZADOR EQ.BRONCE | 136.2678
13016600 | SOPORTE PORTA PULVERIZADOR | 207.5391
13016609 | TELERUPTEUR MGA TL BI 215520 | 218.4
13016670 | INSULATION TRANSFORMER SET | 224.8241
13016674 | TRANSFORMADOR PER.ZM 10/9 | 188.2414
13016679 | TUBO POMPE/LIGNE GICLEUR | 70
13016680 | TUBE BLU D6 X1 L 1000 | 20.3448
13016682 | TUBOS,POMPE/LIGNE GICLEUR | 57.1
13016684 | TURBINA D.120X20 D.6 | 106.7
13016691 | TURBINA D.180X70 D.14 | 151.1
13016693 | REGULADOR HYDRO B-PPI 533 | 148.2
13016698 | TURBINA D.250X32 D.14 | 398.5
13016699 | TURBINA D.250X80 D.24 | 286.9
13016701 | PLASTRON COMM.BACO PR/10/ | 567.5
13016702 | TURBINA D.380X45 D.28 | 1231.7
13016703 | TURBINA D.380X80 D.38 | 606
13016704 | TURBINA D.400X85 D.38 | 564.9
13016707 | VACUOMETRO 1/4 G 780 HG | 195.2
13016708 | VALVULA DUNGS LGV 507-G3/4" | 541.6
13016713 | VALVULA DUNGS MB ZRDLE 410 | 2687.3563
13016734 | VALVULA DUNGS MVD 510/5 | 616.6
13016737 | VALVULA DUNGS MVDLE 505/5 | 683.8
13016739 | VALVULA DUNGS MVDLE 510/5 | 688.2057
13016742 | VALVULA DUNGS ZRDLE 415/5 | 1701.2
13016743 | VALVULA DUNGS ZRDLE 420/5 | 1841.6
13016745 | VALVULA GAS VGG 10.254P G1" | 410.3
13016746 | VALVULA GAS VGG10.154 P G 1/2 | 390.8
13016747 | VALVULA GAS VGG10.204 P 3/4" | 390.8
13016748 | VALVULA KROM CG 115 R01 ZT2 WF1Z | 853.4
13016751 | VALVULA L&G VGG10.404P RP1,1/2 | 319.3
13016753 | TRANSFORMADOR PER.ZM 20/14 | 196.2
13016754 | VALVULA LUCIFER 321H23 3510 | 700.8
13016756 | VALVULA MB DLE 407 B01 S02 | 1172.3
13016757 | VALVULA MB DLE 407 S50 | 1055.2
13016758 | VALVULA MB DLE 410 B01 S02 | 1301.4
13016759 | VALVULA MB DLE 412 B01 S02 | 1249.4
13016761 | VALVULA MB ZRDLE 407 | 1216.4
13016762 | VALVULA MB ZRDLE 412 B01 S20 | 1459.4
13016766 | VALVULA PARKER VE 140 4DR 1/4" | 154.1
13016774 | TORNILLO FIJ.CAPOT ZN NEGRO | 53.1
13016780 | CLAPETA AIRE C28/34 H, C43/54/60 GAS. | 58.7
13016782 | CLAPETA AIRE C 4/14 H. | 77
13016783 | CLAPETA A DEPRESION | 65.6322
13016788 | CLAPETA MONTE(ACIER)C7/14H+G | 123.4
13016814 | KIT HEXAGONAL NUT+SCREWS M10X40 | 29.5
13016836 | ADJUST ROD L.206,25 | 52.092
13016839 | GAS ELBOW 90° DN65 X 140MM | 593.9
13016840 | MOTOR 0,42KW230V D12,7 L 47,90 | 348.2
13016843 | GAS+AIR+FURNACE PRESSURE TUBE | 174.9
13016845 | RUBBER FUNNEL HOUSING | 18.2
13016847 | COIL DAN FOR OILVALVE NC 230V | 108.7
13016848 | SEAT OF VALVE | 136.8
13016849 | FILTER SET | 59.5
13016856 | TUBO REFR.D.120/130X65 CON. | 158.2885
13016859 | COVER HOUSING GREY | 58.4
13016866 | TUBE NIGHT LIGHT GAS D.6 X 41 | 137.1264
13016877 | IONISATION CABLE BERU D6,35 L450 BODY | 86.1
13016883 | UNION ELBOW 1"1/2 | 96.2517
13016884 | CABLE MOTOR+4XD4/4X1 L595 | 42.5287
13016885 | SWITCH AUTO/MANU | 31.9
13016887 | UNION ELBOW AIR PRESSURE | 26.7816
13016888 | CABLE ACTUATOR 12X0,75 L1500 | 69.2
13016889 | CARDAN ROD D10X170 M6 MECAN.REGULATION | 171.1
13016890 | LEVER / AIR FLAP | 231
13016892 | CARDAN ROD D8X90 M8 MECAN.REGULATION | 216.1
13016894 | BOX ADJUST FLAP ASS. /2 STAGES GAS | 81.9
13016895 | BOX ADJUST FLAP ASS.NBR70+CELL TUBE /OIL | 81.9
13016896 | AIR FLAP D59/55X30+SPRING 2 ST. | 19
13016908 | MEASURE PRIMARY AIR TUBE D.118X128/200 | 197.4
13016909 | NOZZLE ROD | 343.8
13016910 | PRIMARY AIR ADJUST RING | 104.4
13016911 | CIRCLIP D6 | 19.6
13016912 | ADJUST ROD M8X100/L.145 | 75.8
13016913 | BAFFLE PLATE D135/26 6SL R | 590.5
13016914 | FLAME TUBE D170/135/128 L415 | 443
13016915 | SCREWS BLOCK FLAME TUBE | 25.6908
13016917 | CABLE CELL+PLUG2P/2X0,75 L250 | 55.7
13016918 | BOMBA AT2 75C 9583 2P0500 PARA QUEMADOR C75 H501 | 246.8
13016936 | FLAME TUBE D130/135/110/93 L356 | 604.8
13016951 | PLACA TABLERO | 20.8
13017048 | FLAME CUP D86,5/120 L190 FP617 | 397.4
13017061 | FLAME CUP D76,6/120 L189,5 FP601 | 272.2
13017062 | FLAME CUP D86,5/120 L190 FP601 | 270
13017107 | FLAME TUBE D140/115 L240 | 669.4
13017108 | FLAME TUBE D140/115 L490 | 632.2
13017110 | STOPPER 6P 1/8 | 20.3448
13017112 | FLAME TUBE D140/105 L240 | 317.5862
13017113 | FLAME TUBE D140/105 L390 | 404.4828
13017114 | BAFFLE PLATE D100/35X75 8SL R | 462.5
13017115 | DEFLECTOR | 228.5
13017121 | OIL HOSE DASH03-BANJO-3/8JIC L590 | 140.5
13017122 | GASKET ALUMINIUM D10/14X1,2 G1/8 (X2) | 17
13017123 | OIL HOSE DASH03-BANJO-3/8JIC L800 | 140.5
13017133 | BANJO SCREW M10X100+ GASKET | 47.9
13017148 | RUBBER FUNNEL DIM34x15/12 2xD3,25 | 18.2
13017149 | PRESSURE REDUCER RP 1" 1/2+ AJUT. D9,5 | 4801.931
13017150 | KIT COVER GASKET+ O-RING OIL PUMP SUNTEC | 28.4
13017162 | OIL PUMP AN 67 B 7251 3P | 212.1839
13017176 | BAFFLE PLATE D250/60 TK210 | 664.2529
13017198 | KIT SAV INVERTER 2,2KW EK | 2017.2414
13017222 | GAS CONTROLLER FRS 5050 0,5BAR | 691.4
13017275 | COIL DUN N° 1350 V2 MBZRDLE420 | 616.9
13017276 | COIL DUN N° 1231 V1 MBZRDLE420 | 757.3
13017297 | GAS VALVE CG2.25 R01ZTE WF1 | 987.5862
13017302 | CAPACITOR 12,5µF | 142.9
13017310 | IONISATION CABLE D6,4/D6,4 L400 | 195.2264
13017317 | KIT RELAY CPL. | 179.3103
13017320 | BAFFLE PLATE D270/80 TK230 | 730.9
13017321 | GASKET GASTRAIN D122/77X3 DN65 | 31.2644
13017330 | MOTOR PLATE D260/180 | 498.5
13017332 | BAFFLE PLATE D140/50 15SLTK98 1DRIL. | 298.3
13017344 | LEVER / AIR FLAP | 231
13017346 | FRONT PLATE COVER NC9 CIPAG | 27.7011
13017348 | BAFFLE PLATE D110/40 | 269.3103
13017349 | GAS PRESS.SWITCH DGW 500 U 100-500MB | 223.3
13017350 | WIELAND PLUG 5 P. | 27.5862
13017351 | WIELAND SOCKET 5 P. | 27.5862
13017363 | RECYCLING AIR 146, CLAPETA REGULACION AIRE | 21
13017364 | RECICLAJE DE AIRE 160 ( NEGRO ) | 21
13017369 | SOUND INSULATION / AIR BOX | 39.4
13017370 | TAPA QUEMADOR NC12/16/21 H 101 | 88.9
13017374 | BARRA PORTABOQUILLA EQUIPADA CORTA | 494.8
13017375 | NOZZLE ROD EQUIPPED LONG | 506.9
13017379 | OIL FEED TUBE | 29.6
13017381 | FRONT COVER | 36.8
13017382 | PLACA FRONTAL QUEMADOR | 37.2
13017383 | FRONT PLATE COVER NC21 | 25.1
13017401 | BAFFLE PLATE D140/50 15SL 2DRIL. | 419.1
13017464 | NOZZLE ROD EQUIPPED SHORT | 494.8
13017465 | NOZZLE ROD EQUIPPED LONG | 505.5
13017466 | OIL PUMP AT2 45 D 9555 19 0500 | 216.7
13017470 | BAFFLE PLATE D270/60 TK210 | 839.9
13017682 | BAFFLE PLATE D245/110 15SL TK130 | 282.1253
13017686 | MOUNTED FLOW CONTROLLER | 820.6897
13017719 | FLAME CUP D213/260/232 L240 | 764.6862
13017720 | HOLDER RELAY FIN 95.05 | 35
13017721 | RELAY FIN 2RT 40528230 | 35.7
13017722 | KIT RELAY 2RT+BASE FIN 55.35 | 65.5
13017802 | GRADUATED RULER NC 21...21 / VECTRON 02 | 20.3
13017807 | FIXING JACK | 29.7
13017873 | IONISATION PROBE D15X80 d6,4 D3X232 | 44.3
13017908 | IGNITION BURNER GAS VALVE | 1068.1
13017911 | GAS CONN.VALVE 3/4" MB ZRDLE407 | 408.046
13017918 | KIT REPLACE ELECTRODE | 118.5
13017932 | IONISATION PROBE D8X73 d4 D2,5X50 60° | 53.7
13017933 | GAS VALVE VK150 | 7909.6897
13017947 | RELAY MY2 220-240 ACS | 86.4
13017949 | OIL HOSE L540 1/2" 13810 | 276.1
13017951 | NIPPLE G3/8 - G1/2 | 103.2184
13017952 | NIPPLE G3/8 - G1/2 | 103.2184
13017953 | FILTER SCREEN INLET G1/2 IG | 292.8736
13017954 | STRAIGHT UNION P-GEV 18LR | 41.1
13017955 | PRESSURE TAKE OFF G1/2 | 46.6667
13017956 | UNION ELBOW P-WV 18L | 80.1
13017957 | UNION ELBOW P-EWV 18L-SV | 75.5
13017958 | UNION ELBOW P-EWV 22L-SV | 170.2299
13017959 | REDUCTION PIECE G1/4 D.22 | 49.1954
13017960 | UNION T-FITTING P-ETV 22L-SV | 147.7011
13017961 | FRONT PLATE COVER | 35.1724
13017965 | VOLUMETRIC FLOW METER VZO 15 | 1811.4943
13017966 | IGNITION CABLE D6 L635 | 21.8
13017968 | IGNITION ELECTRODE D8X75 D1,65X10 L750d4 | 62.5
13017971 | GAS NOZZLE EK6-9/C260-1100 | 23.323
13018010 | IGNITION CABLE D4/D4 L650 TEFLON AP | 41.1
13018017 | CAPACITOR 15µF 400V 2P 6,4mm | 55.1701
13018018 | SAFETY SHUT VALVE RP2" L 135 | 332.1839
13018019 | IONISATION PROBE D10X60 d6,4 D1,5X57 41° | 35.3
13018023 | CONJUNTO LINEA GAS CABEZA T1 CORTO | 643.9
13018025 | LANCE GAS HEAD KPL SHORT | 650
13018026 | GAS ROD LONG | 650
13018027 | GAS ELBOW+ SHORT TUBE | 178.4
13018028 | TUBO DE GAS T2 | 182.3
13018033 | VARILLA DE AJUSTE NC16/21 T1 | 34
13018034 | ADJUST ROD T2 / KL LONG | 52.3
13018036 | TAPA NARANJA QUEMADOR | 111.5
13018054 | IONISATION PROBE D8X80 d4 D3X44 79° | 31.4
13018057 | NOZZLE ROD DG75.1 NC L.361 | 4987.3563
13018058 | TUBE PUMP / NOZZLE ROD | 13.3
13018059 | IGNITION CABLE D4/D4 L650 TEFLON | 32.4
13018089 | SEALING RING D.34,52X3,53 | 18.3
13018091 | CABLE IONIZACION COMPLETO | 46.1
13018096 | SOCKET BI-SLB4-F 6,3 BY 10 ITEMS | 21.2644
13018097 | IGNITION ELECTRODE D8X73 d4 D2X8 | 34.4
13018098 | GAS TUBE EQ. 3/4 | 419
13018121 | IONISATION PROBE D8X80 d6,4 D2,5X32 90° | 51.3
13018123 | KIT POST-VENTILATION EK04B60 G | 222.7586
13018125 | KIT JUNTAS MBVEF 407 | 97.8
13018126 | KIT JUNTA O.RING MBZRDLE 412 | 41.4
13018127 | KIT JUNTAS MBVEF 412 | 26.6
13018129 | IGNITION CABLE D4/D4 L365 TEFLON | 24.6
13018134 | CONJUNTO PLACA Y JUNTA | 103.9
13018135 | FLANGE SEAL D115 | 24.6
13018136 | BLAST TUBE 120160/KW | 151.9
13018137 | FLAME TUBE D115/78 L350 | 252.6
13018138 | AIR FLAP | 68.7
13018140 | BAFFLE PLATE D78/20 6SL L | 139.8
13018141 | BOQUILLA ASSEMBLY T1 | 97.8
13018142 | NOZZLE ROD LONG | 117.4
13018143 | ACOPLAMIENTO BOMBA/MOTOR SMEN | 20.3
13018144 | COVER HOUSING GREY | 152.4
13018145 | FRONT PLATE COVER VECTRON 02 | 34.9
13018148 | BLAST TUBE D115/100X230 | 107.6
13018149 | FLAME TUBE D115/100 L350 | 222.8
13018150 | CABLE ACTUATOR+PLUG8P/3XRAST3P L200 | 64.9
13018153 | ELECTRODO DE ENCENDIDO | 29.7
13018155 | KIT REPLACE SOLENOID VALVE/AT2 45D/95C | 140.6897
13018165 | GREY COVER HOUSING | 143.3713
13018174 | SOLEN. VALVE RAP BV01 M13 G1/8" 24V | 85.8333
13018176 | FERRITE RING STEWART TYPE 28 | 55
13018180 | HOLDER RELAY | 42.2
13018265 | ELECTRODO ENCENDIDO | 62.4
13018269 | HOLDER / ACTUATOR BERGER STA | 74.6
13018271 | CABLE ENCENDIDO D4-D6 35X950MM | 41.2
13018272 | IONISATION PROBE D8X73 d4 D2X47 | 43.8
13018273 | SOUND INSULATION / AIR BOX | 20.8368
13018274 | IGNITION CABLE D4/D4 L500 AP | 59
13018275 | IGNITION CABLE D4/D6,35 L750 | 28.9
13018276 | IGNITION ELECTRODE D8X80 d6,4 D2X20 70° | 45.2874
13018283 | PHOTOCELL QRB 1B A070B40A1 | 66.1
13018284 | BAFFLE PLATE D168/50 8SL 6DRIL. | 237.5
13018292 | IGNITION CABLE D4/D4 L850 AP | 62.4
13018293 | MOTOR 0,115KW230V D12,7 | 196.8
13018319 | NOZZLE ROD | 1256.6
13018320 | BAFFLE PLATE D96/87 6SL 6DRIL. | 204.2
13018322 | GASKET/BURNER FLANGE 180X135X8 D87 | 34.3
13018323 | TUBE PUMP/NOZZLE ROD | 28.3
13018324 | ACTUATOR LKS 210 SQUARE FEMALE | 778.5057
13018325 | CABLE MOTOR+PLUG 3P L600 | 13.9
13018327 | TUBE PUMP/ NOZZLE ROD 2 STAGE | 55.2
13018359 | IGNITION CABLE D4/D4 L500 TEFLON | 38.7138
13018360 | MOTOR 1,1KW230/400V D19 | 425.3
13018365 | ACTUATOR SQN 31.111 A2760 | 487
13018366 | IONISATION CABLE CLP 6,35/D4 L625 | 32.5
13018368 | FAN WHEEL D160 X74 D12,7 | 127.5
13018370 | GAS CONTROLLER GBJ 40 R4 1" 1/2 | 333.4
13018373 | FLAME TUBE D123/110 L135 | 213.9
13018376 | FLAME TUBE D100/88/111 L136 | 259
13018377 | FLAME TUBE D96/100 L113 | 342.4
13018378 | CABLE CONTROLLER+RAST 4P+5P/7X0,75 L320 | 57.4713
13018387 | PLUG-IN BASE.L&G AGK11+AGK65 | 52.3
13018395 | SOLEN. VALVE PAR VE131B G1/8" | 107.5
13018399 | NOZZLE ROD 2DO 9/16 L.420 | 1007.1264
13018403 | SETTING KEEPER RING D25/19X3/NOZZ.-BAF. | 30.5
13018407 | FILTER ELEMENT DN100 | 145.6322
13018433 | SERVOMOTOR SQN 31.121 A2760 | 505.5
13018434 | AIR BOX 218X135X45 | 48.9
13018442 | SOUND INSULATION / AIR BOX | 22.3
13018462 | IGNITION CABLE D6,35 L2000+SLEEVE | 34.3333
13018464 | HOLDER RUDDER STUFFING | 47.5862
13018478 | O-RING D54,5X3/FILTER NBR | 12.2
13018479 | OIL FILTER CUP D61X81 ND6 | 58.9
13018481 | HANDWHEEL / FILTER | 23.7931
13018482 | OIL FILTER WITH NIPPLE 3/8 | 255.7241
13018492 | BLOCK 4RT 10A 220VAC GTC | 410.6
13018521 | NOZZLE ROD DAN PB-LE L272 | 103.9
13018541 | EQU, TUBES NOZZLE ROD 1+2 STAGES | 277.0345
13018547 | IONISATION PROBE D8X120 d6,4 D4X80 45° | 65.4
13018549 | FLAME TUBE D96/90/115 L268 | 241.4943
13018556 | TUBE PUMP/NOZZLE ROD | 58.7
13018558 | KIT MANOMETER 0-100 MBAR CPL. | 221.5
13018559 | TUBE PUMP/NOZZLE ROD 1 STAGE | 35.7471
13018567 | NOZZLE ROD DAN PB-LE L252 | 103.9
13018571 | STRIP STEEL / ADJUSTMENT | 45.7
13018573 | FLAME TUBE D130/105 L206 | 204.7
13018590 | JUNTA DELANTERA NC 29/36 H2A | 48.9
13018605 | CONNECTOR RAST5 3 P. BLACK | 23.1
13018609 | GAS VALVE CG115 R01 DT2W | 495
13018615 | HOLDER FOR CONTROL UNIT | 72.069
13018617 | PUMP SUNT.E7 NC 1069 5P | 580.1
13018619 | IGNITION ELECTRODE D8X200 d6,4 D3X48 23° | 182.3
13018620 | HEATER OIL DN105X465 3,75KW (400V) | 2862
13018621 | IGNITION TRANSFO. ZM30/14 2X7 230V L900 | 596.7816
13018623 | GAS TUBE EQ. 1 1/4 | 457.4
13018630 | SEPARADOR DELFI.(PROPANO) EP.2 | 29.7
13018764 | IONISATION PROBE D8X200 d6,4 D4X36 | 31.3
13018771 | VALVULA MB-VEF 420 B01 S 30 FP | 1885.2
13018772 | MANOMETER 0-40 BAR | 112.2989
13018780 | FLAME CUP D107 L65 | 193.1
13018782 | BURNER HEAD CPL. C70/100 G | 449.4253
13018787 | IGNITION ELECTRODE D10X100 d6,4D1,65 45° | 25.7
13018789 | IGNITION ELECTRODE HOLDER | 63.5
13018791 | COIL VG65 F01 | 560.4598
13018797 | O-RING D15,06X2,62 | 18.5
13018798 | O'RING D56,00X3,00 | 17.3
13018799 | BURNER FIXING HEAD D100 L83 | 131.6506
13018802 | BURNER FIXING HEAD D115 | 134.1
13018804 | GAS NOZZLE NATURAL GAS D.3 | 21.1
13018806 | FORWARD INSULATION | 17.3
13018807 | CONNECTOR PRESSURE FURNACE | 64.9
13018808 | PLUG PRESSURE AIR DIFFERENCIAL | 86.8989
13018809 | PLATE MOTOR/AIR FAN | 74.1
13018810 | O-RING D70X3 | 18.2
13018811 | COVER CONTROL UNIT | 262.4724
13018812 | TUBE PUMP/NOZZLE ROD 1 and 2 STAGES | 276.5517
13018813 | EQU, TUBES NOZZLE ROD 1+2 STAGES | 277.0345
13018827 | LOAD CONTROLLER RWF40 011 A97 | 1454.023
13018846 | NOZZLE ROD WITH HEATER DANFOSS L 298 | 237.7
13018849 | BOILER ACCESSORY D90 EUROFLANGE | 63.5
13018850 | THERMOSTAT MFF24 50-250øCKAP | 393
13018851 | CABLE FOR ACTUATOR LKS 131 | 78.6
13018853 | COIL RAP M13 230V 8W | 41.7
13018855 | ADJUTAGE DUNGS D.0,3 (+GASKET) | 46.6
13018870 | TUBE PUMP/NOZZLE ROD 2-3 STAGE | 83.2
13018871 | SOLEN. VALVE SUN SL1V2805 G1/8" 9W 230V EQ. | 116.3
13018872 | SOLEN. VALVE SUN SL1V2805 G1/8" 9W 230V | 51.3
13018874 | TUBE NOZZLE ROD 1 STAGE | 75.8885
13018875 | ORIENTED UNION | 77.1908
13018877 | SERVOMOTOR ( DUNGS SAD 1.2 ) PAS / P1,2 NM | 268.8
13018887 | CABLE SOL.VALVE+PLUG3P/RAST3P L550V1 MPA | 52.7586
13018889 | CABLE SOL.VALVE+PLUG3P/RAST3P L550V3 MPA | 55.5
13018890 | NOZZLE ROD L 587,5 SHORT | 273.4
13018891 | NOZZLE ROD L 737,5 LONG | 273.4
13018896 | UNIONS FOR SKP 70 111 B27 | 115.5
13018898 | O-RING 3087 D21,89X2,62 | 19.6
13018899 | AUXILIARY HEATER | 502.9885
13018900 | GAS VALVE MV-D2080/5 DN80 | 2187.2
13018905 | OIL PUMP NVBGR PIC 600L/H | 1823.9
13018906 | ONE-WAY SHUTTER | 112.1839
13018909 | MAGNETIC VALVE E121K64 G1/4 230 V 50Hz | 204
13018921 | FLANGE 80X72X6 D52 GAS TUBE+O-RING | 38
13018926 | NIPPLE RP 1"1/4 | 111.3793
13018938 | OIL PUMP AS 67 B 700449 3P | 189.5
13018943 | SCREW TCBL TORX FE.5X25 (10 PIECES) | 16.3218
13018944 | BOILER ACCESSORY STUDS M12X40+NUTS+AXIS | 198.1609
13018945 | FIRING HEAD CPL. SHORT C160-210B-VGL06 | 1715.4
13018946 | FIRING HEAD CPL. LONG C160-210B-VGL06 | 1715.4
13018947 | FIRING HEAD CPL. MEDIUM C160-210B-VGL06 | 1715.4
13018948 | GAS HEAD D156/75/14 L 246 6 DRILL. D25 | 188
13018954 | O-RING D9,19X2,62+WASHER D10,3X19,9X0,3 | 20.8
13018965 | SPRING FOR ACTUATOR GDJ 50 (25-75MBAR) | 167.4046
13018980 | ONE-WAY SHUTTER Rp1/2" PN25BAR | 77.8161
13018981 | OIL CONTROLLER L-DRV 3/8 NR21 300-600 | 1198.8506
13018982 | BAFFLE PLATE D285/80 BEF.110 | 890.1149
13019005 | NOZZLE ROD DUAL FUEL SHORT | 1432.5287
13019006 | NOZZLE ROD DUAL FUEL LONG | 1497.6437
13019007 | NOZZLE ROD DUAL FUEL MEDIUM | 1473.9655
13019008 | BAFFLE PLATE D130/40 9-9SL R 6DRIL. | 220
13019009 | BAFFLE PLATE D125/40 9-9SL R 6DRIL. | 183.2
13019010 | NOZZLE ROD SHORT | 873.4
13019011 | NOZZLE ROD LONG | 1010.9
13019012 | NOZZLE ROD MEDIUM | 970.4
13019013 | IGNITION ELECTRODE D8X80 d6,4 D2X13 90° | 23.2
13019014 | GAS HEAD DUAL FUEL | 162.4
13019015 | OIL PUMP AT2 95 C 9585 2P 0500 | 246.8
13019016 | UNION / SOL.VALVE 1/8-M8X100 D.1,2 | 17.4
13019017 | UNION G1/8 FF33B | 22.5
13019018 | CONTROL BOARD SILK-SCREEN PRINTED | 104.4
13019042 | CONTROL UNIT LFL 1.122 | 886.8
13019043 | SET SCREW M4X8 | 17.1
13019069 | CABLE SWITCH+CONNECT.AMP6,35 4X0,75 L600 | 53.3333
13019070 | BIPOLAR CHANGE OVER SWITCH | 159.1954
13019071 | HOLDER / PRESSURE CONTROL DEVICE LGW..C3 | 27.931
13019091 | CABLE / CELL MZ/MPA | 55.4
13019092 | CABLE MOTOR+2 PLUG/RAST 3P MPA | 103.5632
13019093 | CABLE SOL.VALVE+PLUG3P/RAST3P L750V1 MPA | 99.8851
13019094 | CABLE OILVALVE+PLUGDIN/RAST3P L750V2 MPA | 42.1839
13019095 | CABLE SOL.VALVE+PLUG3P/RAST3P L750V3 MPA | 99.8851
13019096 | SOLEN. VALVE LUC 121KS5516 | 609
13019097 | CONTROL BOARD SILK-SCREEN PRINTED | 43.6782
13019099 | IGNITION ELECTRODE HOLDER D48 | 195.7471
13019100 | ELBOW SOCKET 90L 20DN RP 3/4" | 24.9425
13019101 | LOCK NUT 33.20 RP 3/4 | 33.4483
13019102 | GAS NOZZLE D18X180-8F. PILOT FLAME | 206.5517
13019108 | SCREW SCBLXS M5X12/6 TORX | 15.8621
13019111 | GAS CONN.VALVE CPL. 3/4" | 431.2644
13019112 | BOILER ACCESSORY D138 | 97.8
13019113 | BURNER FLANGE D138 200X200 | 63.8
13019116 | TUBE PUMP / NOZZLE ROD | 80.7
13019117 | FRONT PLATE COVER INV. VECTRON 04 | 56.3218
13019121 | FRONT PLATE COVER ECO | 55.7471
13019123 | DIFUSOR GAS NATURAL + DEFLECTOR | 128.7
13019125 | SHUTTER D58,5 LPG | 38.1
13019153 | FLAME TUBE D96/90/115 L148 | 146.7
13019154 | CONNECTION PART | 178.1782
13019157 | FLAME TUBE D80/98/63 L177 | 102.8
13019158 | ELECTRODO ENCENDIDO | 42.4
13019159 | HYDRAULIC EL03.150-1DO-LNO | 607.7011
13019164 | TRANSFORMER ZE 30/7 110V | 548.1494
13019166 | COIL DUN N° 1100 120V MBDLE405-407 | 476.5517
13019176 | FRONT PLATE COVER | 56.3218
13019198 | DIAPHRAGM / GAS ELBOW D14/29 | 21
13019200 | KIT GASKET MBVEF 407 IMPULSE | 124.1
13019201 | KIT GASKET MBVEF 412 IMPULSE | 30.1
13019202 | FLANGE IMPULSION D14,9 MB407 | 228.1
13019203 | FLANGE IMPULSION D14,9 MB412 | 232.2
13019249 | MOTOR 4KW400/690V D28 IE2 | 1153.1
13019252 | FLAME TUBE D278/263 L530 DELTA | 1171.5
13019253 | BAFFLE PLATE D190 TK158 | 586.7448
13019256 | IONISATION PROBE D14X150 d6,4 D3X125 | 70.6
13019257 | IONISATION CABLE EK6-EK7 | 135.7
13019258 | FLAME TUBE D278/263 L630 DELTA | 1321.8391
13019259 | FLAME TUBE D278/263 L730 DELTA | 1321.8391
13019260 | MOTOR 5,5KW400/690V D38 | 1531.3
13019261 | FAN WHEEL D475/275X100 D38 | 1149.3
13019262 | BAFFLE PLATE D170 TK158 | 625.3
13019264 | FLAME TUBE D325/345 L612 | 1685.9
13019265 | BAFFLE PLATE D250 TK210 | 624.9
13019266 | FLAME TUBE D325/345 L712 | 1618.3908
13019267 | FLAME TUBE D325/345 L812 | 1688.5057
13019270 | BAFFLE PLATE D220 TK210 | 623.7931
13019274 | FLAME TUBE D369/346 L605 DELTA | 2110.3448
13019275 | BAFFLE PLATE D224 TK230 | 583.1
13019276 | FLAME TUBE D369/346 L705 DELTA | 2129.8851
13019277 | FLAME TUBE D369/346 L805 DELTA | 2390.8046
13019278 | PHOTOCELL QRA 2 | 219
13019282 | FAN WHEEL D500/356X98 D42 | 2694.5
13019283 | FLAME TUBE D369 L630 DELTA | 1758.6207
13019284 | BAFFLE PLATE D250 TK230 | 707.1264
13019285 | FLAME TUBE D369 L730 DELTA | 1852.8736
13019286 | FLAME TUBE D369 L830 DELTA | 1758.6207
13019289 | FLAME TUBE D460/431,5 L640 DELTA | 2123.5
13019290 | BAFFLE PLATE D320 TK230 | 791.8391
13019291 | FLAME TUBE D460/431,5 L740 DELTA | 1782.7586
13019292 | FLAME TUBE D460/431,5 L840 DELTA | 2145.977
13019293 | MOTOR 22KW400/690V D48 | 4169.1
13019294 | FAN WHEEL D578/350X132 D48 | 2485.0575
13019295 | BAFFLE PLATE D300 TK230 | 924.9
13019296 | ACTUATOR SAD 15.0 | 1134.7
13019306 | GAS VALVE VGD40 065 DN65 | 2086.2069
13019318 | GAS CONN.VALVE CPL. RP 1"1/4 | 463.6782
13019324 | IGNITION ELECTRODE D6X80 d4 D2X50 65° L | 73.7
13019330 | KIT BAFFLE PLATE D100 +NOZZLE D50+SHUTTER | 106.6667
13019331 | FLAME TUBE D140/115 L390 | 697.931
13019332 | FLAME TUBE D150/125 L390 DELTA | 753.5632
13019336 | MOTOR 1,1KW230/400V IE2 GMP | 1068.046
13019337 | OIL PUMP VBGR MZD 420 SO 735L/H | 1529.8851
13019338 | KIT GASKET OIL PUMP D12 | 426.7
13019339 | COUPLING D19/24 PW DM12/MW DM19 | 215.4713
13019340 | GASKET/COUPLING D19/24 | 107.2414
13019342 | OIL HOSE M30X1,5 DN20 L1500 | 131.4
13019344 | FLAME TUBE D235/263 L276 | 756.2069
13019345 | BAFFLE PLATE D215/54 TK110 | 617.7011
13019346 | IGNITION ELECTRODE D11X100 d6,4 D2,5X85 | 46.6
13019347 | FLAME TUBE D235/263 L376 | 1137.2414
13019348 | FLAME TUBE D235/263 L476 | 1442.5287
13019349 | GASKET/BURNER FLANGE 320X320X3 D280 | 149.2
13019353 | FLAME TUBE D170/263 L475 | 1436.7816
13019354 | SWIRLER D160/80 | 949.6552
13019355 | IGNITION ELECTRODE D11X220 D3X150 20° L 150 d4 | 69.3
13019357 | PHOTOCELL IRD LX100 EK-S | 3863.2184
13019358 | TRANSFORMER ML30.100 - 24V DC | 245.977
13019360 | ACTUATOR STM 40 Q15.51/8 2N L POT.23050 | 838.5
13019361 | BAFFLE PLATE D190/54 TK110 | 614.6
13019362 | FLAME TUBE D280/263/210 L475 | 1490.8046
13019363 | SWIRLER D180/80 H20 45° | 539.7701
13019365 | OIL PUMP VB/R 900L/H | 1524.1379
13019366 | COUPLING D19/24 PW DM12/MW DM24 | 215.4713
13019367 | OIL HOSE L1000 (2 PIECES) | 780.2299
13019368 | OIL HOSE DN 16, NL 1000 | 398.6207
13019369 | FLAME TUBE D350/306 L305 | 1335.6322
13019370 | BAFFLE PLATE D236/50 BEF.110 | 422.069
13019371 | FLAME TUBE D350/306 L405 | 1452.8736
13019372 | FLAME TUBE D350/306 L505 | 1721.3
13019374 | GASKET/BURNER FLANGE 420X420X3 D343 | 152.0138
13019375 | FLAME TUBE D350/325/225 L515 | 1217.2414
13019376 | SWIRLER D220/80 | 621.3793
13019378 | MOTOR 2,2KW230/400V 1400 tr/mn GMP | 1694.2529
13019380 | KIT GASKET OIL PUMP D18 | 570.8
13019383 | FLAME TUBE D350/325 L305 | 1213.7931
13019384 | BAFFLE PLATE D250/60 BEF.110 | 454.3
13019385 | FLAME TUBE D350/325 L405 | 1319.5402
13019386 | FLAME TUBE D350/325 L505 | 1414.9425
13019387 | FLAME TUBE D350/325/260 L515 | 1828.7356
13019389 | FLAME TUBE D389/346 L405 | 1176.3
13019390 | BAFFLE PLATE D280/74 BEF.110 | 1727.5862
13019391 | FLAME TUBE D389/346 L505 | 1608.046
13019392 | FLAME TUBE D389/346 L605 | 1785.0575
13019394 | FLAME TUBE D369/265 L580 | 1852.8736
13019397 | OIL PUMP VBHR GD 410 SO 1700L/H | 3437.931
13019400 | FLAME TUBE D369/343 L405 DELTA | 1102.6437
13019401 | BAFFLE PLATE D300/74 BEF.110 | 1743.6782
13019402 | FLAME TUBE D369/343 L505 DELTA | 1281.6092
13019403 | FLAME TUBE D369/343 L605 DELTA | 1278.1609
13019404 | FLAME TUBE D389/369/280 L580 | 1582.7586
13019406 | OIL PUMP VBHGR P-D-4-10 SO 2200L/H | 4806.8966
13019408 | COUPLING D28/38 PW DM22/MW | 374.1149
13019410 | OIL HOSE L 1200 | 1167.4
13019411 | OIL HOSE DN 16, NL 1200 | 410.3448
13019412 | FLAME TUBE D460/430/373 L440 | 1237.6
13019413 | BAFFLE PLATE D330/74 BEF.110 | 1708.046
13019414 | FLAME TUBE D460/430/373 L540 | 2227.5862
13019415 | FLAME TUBE D460/430/373 L640 | 2520.6897
13019416 | FLAME TUBE D450/431/320 L630 | 2024.4
13019417 | FLAME TUBE D431/350 L690 DELTA | 2049.4253
13019461 | KIT REMOTE CABLE L 2000 | 129.5
13019475 | FLAME TUBE D345/325 L612 | 1234.4828
13019477 | IGNITION BURNER ZB 2 | 471.1
13019479 | FLAME TUBE D345/325 L712 | 1978.5
13019480 | FLAME TUBE D345/325 L812 | 2016.092
13019483 | FLAME TUBE D369/340 L605 DELTA | 2479.3103
13019484 | BAFFLE PLATE D280/74 TK230 2 AUSKL | 1874.7126
13019485 | FLAME TUBE D369/340 L705 DELTA | 2831.3
13019486 | FLAME TUBE D369/340 L805 DELTA | 2954.023
13019487 | FLAME TUBE D369/363 L630 DELTA | 2017.3
13019488 | BAFFLE PLATE D300/80 TK230 | 923.8
13019489 | FLAME TUBE D369/363 L730 DELTA | 2356.3218
13019490 | FLAME TUBE D369/363 L830 DELTA | 2696.5517
13019491 | FLAME TUBE D431,5/360 L710 DELTA | 2675.8621
13019492 | BAFFLE PLATE D280/74 TK230 | 2109.1
13019493 | FLAME TUBE D431,5/360 L810 DELTA | 3371.2644
13019494 | FLAME TUBE D431,5/360 L910 DELTA | 2932.1839
13019495 | FLAME TUBE D460/431,5/392 L720 | 1878.1609
13019496 | BAFFLE PLATE D300/74 TK230 | 1311.4943
13019497 | FLAME TUBE D460/431,5/392 L820 | 2643.6782
13019498 | FLAME TUBE D460/431,5/392 L920 | 2643.6782
13019501 | GASKET/BURNER FLANGE 540X540X3 D465 | 161.6
13019507 | TUBE PUMP / JACK | 66.7816
13019510 | CABLE ACTUATOR+PLUG8P/4XRAST3P L700 | 103.5632
13019511 | MOTOR 0,42KW230/400V D12,7 L 47,90 | 275.0575
13019512 | SOUND INSULATION / AIR BOX | 25
13019584 | IONISAT.PROBE D8X75 D2,5X40 60° L750d6,4 | 58.4
13019606 | BAFFLE PLATE D95,5/26 18SL | 247.2
13019608 | FLANGE 86X78X6 D58 GAS TUBE+O-RING | 41.5
13019614 | IGNITION CABLE D4/D6,35 L225 | 24.8
13019617 | BURNER FIXING HEAD D100 L83 | 136.2
13019618 | GAS NOZZLE D68/26X109 3DRILL. D2,4 | 209.3103
13019620 | IGNITION ELECTRODE D6X80 d4 D2X50 45° R | 68.4
13019622 | FLAME TUBE D110/97/120 L119 | 201.6
13019623 | IGNITION ELECTRODE D8X200 d6,4 D3X48 23° | 182.3
13019625 | BAFFLE PLATE D91/0 6SL L 1DRIL. | 196.8
13019628 | TUBE L.DE V. GT180 D 8 | 683.5632
13019682 | BAFFLE PLATE D91 6SL L 6DRIL. | 69.6
13019684 | GAS SHUTTER D18X20 GAS TUBE | 34.4828
13019685 | FLAME TUBE D130/135/110/93 L206 | 268.3
13019721 | IGNITION CABLE D4/D4 L625 AP | 73.7
13019726 | ACOPLAMIENTO C24/18/12/11 X 16 | 11.6
13019727 | CABLE SOL.VALVE+PLUG 3P 3X0,75 L800 | 25
13019730 | NOZZLE ROD L501 | 358.1
13019731 | MEASURE AIR | 301.954
13019732 | BATCHER COVER / AIR | 268.8
13019733 | CABLE IGNIT.TRANSFO+PLUG 3P 3X0,75 L650 | 37.6
13019736 | SHEET INLET AIR | 107.3
13019749 | GAS CONN.VALVE EG03 MOUNTED | 392.2287
13019753 | REGLER LINE | 246.6667
13019758 | FLANGE 16X15X1 FIX. ELECTRODE | 20.5747
13019759 | O-RING D21,6X2,4 NBR | 17.0115
13019760 | ADJUST ROD D6X377 | 90.2299
13019761 | PLUG PRESSURE FURNACE | 78.5057
13019762 | PLUG AIR PRESSURE PIPE D8X248 | 72.8736
13019764 | FLAME TUBE D110 L300FLANGEd124 DELTA | 803.3
13019765 | CAM/AIR FLAP REGLER | 18.6
13019766 | FLANGE 46X20/10X15 INSULATING | 16.4368
13019768 | FLANGE 40X10X4,8 | 21.7241
13019770 | CABLE GASVALVE+PLUG DIN/3X0,75 L1320GREY | 36.6667
13019771 | CABLE GASVALVE+PLUG DIN/3X0,75L1320BLACK | 36.6667
13019772 | SHUTTER CV-PK-4-B | 22.2989
13019774 | GAS VALVE MV-DLE2065/5 DN65 | 3161.6
13019775 | O-RING D10,5X2,25 PRESSURE SWITCH AIR | 17.4
13019779 | KIT BANJO UNION 1/8" PK4+PK6 | 91.6
13019792 | MOTOR PLATE | 61.2644
13019807 | CABLE SOL.VALVE+3 PLUG AMP/RAST3P L650V1 | 99.8851
13019808 | BLOCK OIL DISTRIBUTOR 20X20X108 | 175.2
13019809 | TUBE PUMP / FLOW METER | 65.6322
13019810 | VOLUMETRIC FLOW METER VZO 8RE1 | 1437
13019811 | TUBE FLOW METER / FUEL DISTR. | 38.1609
13019812 | TUBE VALVE / NOZZLE ROD 1 ST | 63.6782
13019813 | TUBE VALVE / NOZZLE ROD 2 ST | 64.023
13019814 | CABLE SOL.VALVE+PLUG DIN/RAST3P L650V2 | 77.4713
13019817 | TUBE FLOW METER / VALVE | 29.8851
13019818 | TUBE VALVE / NOZZLE ROD | 78.1609
13019820 | GAS ROD | 572.4138
13019821 | GAS CONN.VALVE Rp3/4" CPL. | 369.6552
13019831 | KIT CONNECTION GW500 | 155.977
13019832 | SQUARE | 30.4598
13019833 | OPTIMIZATION AIR SLEEVE D.80,4 | 374.9
13019834 | SPACER DN80 L.250 PN1 | 406.5
13019838 | CABLE VPS+PLUG WIE. 5P M+F/ 4X0,75 L380 | 48.8506
13019840 | FURNACE PRESSURE TUBE | 132.069
13019849 | FURNACE PRESSURE TUBE | 121.954
13019851 | FILTER ELEMENT+SPRING+2XO-RING CG115 | 56.1
13019853 | O-RING 2106 D26,7X1,78 FPM | 19.3103
13019855 | CONNECTOR/PUMP G1/8-M8X100 D.2 | 12.6
13019857 | MOTION CYLINDER D6X20 | 30.1
13019867 | INSPECTION GLASS+ GASKET | 210.1
13019868 | BLADE / MODULATION | 383.5862
13019869 | BAFFLE PLATE D330/100 30SL R | 583.9
13019870 | IGNITION ELECTRODE D15X120 d6,4 D3 55° | 105.6
13019873 | FLAME CUP D92 L65 | 199.3
13019875 | SOLEN. VALVE LUC 321H23 G3/8" 8W | 881.8
13019876 | VALVE LUCIFER 322H7506 | 716.4
13019879 | UNION / PRESSURE TAKE OFF G1/4-D.9+GASKET | 36.8
13019882 | GAS HEAD D84/22 L70 6BRANCH(BRONZE) | 247.9
13019883 | AIR PRESSURE SHORT TUBE | 121.8391
13019886 | GREY COVER HOUSING | 52.3
13019995 | PLUG-IN BASE L&G AGM 17 | 120
13020016 | MOTOR 0,25KW230V D12,7 L50 | 206.8966
13020017 | IGNITION ELECT.D10X100 d6,4 D2,5X75 90° | 35
13020018 | FLAME TUBE D150/160 L330 | 208.3678
13020019 | FLAME TUBE D180/160 L330 | 529.8851
13020020 | BAFFLE PLATE D150/45 | 216.1
13020022 | OIL CONTROLLER ST DRV R 3/4 | 887.6
13020042 | GAS ELBOW+TUBE D22 L154 | 95.6
13020063 | ACTUATOR SQM 54.581 A203 | 2018.5632
13020094 | IGNITION ELECTRODE D7/12X80 d6,4 D2X78 | 64.6
13020112 | SOLEN. VALVE LUC 121K63 G1/4" 9W | 156.2
13020131 | CONTROL BOARD | 45.7
13020143 | GASKET/BURNER FLANGE D200/110X7 | 42.5023
13020152 | TIGHTNESS CONTROL VPS504 S01 | 799.6
13020184 | SOFT TUBE PUN6X1-SI500 X 10M | 86
13020185 | SOFT TUBE PUN6X1-BLUE-500 X 10M | 86
13020198 | SET SCREW HC, M10x70 | 14.9
13020216 | O-RING D86X3 GAS VALVE MB. 420 (X2) | 91.6
13020217 | FILTER SCREEN DUNGS/MB VEF420(NO POCKET) | 173.3241
13020218 | GASKET COVER-FILTER MB 405/407 | 22.3
13020227 | O-RING D26,5X3,5 | 22.5287
13020228 | O-RING 4081 D20,22X3,53 | 17.3
13020258 | GAS ELBOW+ LONG TUBE | 182.3
13020285 | GAS CONN.VALVE RP2" | 696.6667
13020287 | DIAPHRAGM / GAS ELBOW | 22.9
13020292 | COVER HOUSING GREY C03 | 106.1
13020296 | OIL TUBE PUMP/NOZZLE ROD STAGE 1 AND 2 | 58.6207
13020302 | TUBE D4/7 10 METER | 103.4
13020306 | SPRING | 77.4
13020314 | OIL FILTER/DEGASSING | 256.7
13020320 | BURNER FLANGE D140+GASKET D140/319 | 198
13020322 | BAFFLE PLATE D114/17-36X100 6SL | 1056.046
13020324 | FLAME TUBE D140 L443 | 396.092
13020327 | INSPECTION GLASS | 20.2
13020328 | STOPPER KAPSTO GPN320 GL16 | 17.1
13020329 | MOTOR 0,095 KW 230 V D12,7 | 181.9
13020331 | BAFFLE PLATE D240/80 12SL R | 244.023
13020344 | CABLE SECU.OIL+DIN/WIE.3P/RAST2P+3PL1500 | 155.1
13020346 | AIR FLAP CPL. | 136.1494
13020347 | SPINDLE/ACTUATOR-FLAP D24/12X78 FLAT L32 | 328.3908
13020348 | SPINDLE / AIR FLAP D23/12X120 | 194.5977
13020349 | SPACER | 211.9195
13020350 | BLAST SWITCH SCREWING M10X100 | 125.0207
13020353 | PUMP SUNT J4 CCC 1000 | 527.5
13020365 | BOTON RESET | 20.7
13020366 | GREY COVER HOUSING C03 | 116.1
13020367 | DISCO DEFLECTOR | 257.7
13020381 | CABLE ACTUATOR+PLUG9P/RAST5P+RAST4P L500 | 67.2
13020382 | RUBBER FUNNEL DIM34x15/12 2xD3,25+D6,2 | 19
13020383 | NOZZLE ROD 2D 9/16 L550 | 2275.7
13020416 | TIGHNESS PLATE | 62.1
13020422 | COVER HOUSING EL02 E GREY | 58.4
13020426 | ACTUATOR SQN 31.121 A2730 | 563.3
13020427 | NOZZLE ROD L440 | 286.2069
13020428 | ELECTRODE BLOCK 25X46 d6,4 D2X50 41° | 45.7
13020432 | BAFFLE PLATE D115/17-36X125 6SL | 727.2
13020435 | SPINDLE / AIR FLAP 10X10X258 D5 | 143
13020436 | CABLE GLAND PG11 | 21.2644
13020446 | BAFFLE PLATE D173/45 9SL | 346.1
13020447 | COUPLING D12X145 M8 EQ.PUMP/MOTOR | 187.5862
13020448 | BAFFLE PLATE D105/45 18SL | 264.2
13020449 | NOZZLE ROD ASSEMBLY L500 2D 9/16 | 2547.1
13020450 | O-RING 2031 D7,65X1,78 FPM | 19.2
13020456 | HEATER 1,89KW D80X341 400V | 2750.2184
13020457 | HEATER 1,9KW D80X341 230V | 2550.5747
13020458 | FLOW HEATER OIL D80X441 2.7KW | 2363.2184
13020459 | HEATER OIL D80X441 2.7KW (230V) | 2017.2414
13020461 | PLATE EK3 ECB | 85.8
13020496 | HOLDER GLASS PLATE | 72.9
13020498 | TUBO QUEMADOR | 162.6
13020499 | FLAME TUBE D115/78/75 L350 | 236.8
13020502 | PRESOSTATO HUBA 604.91 0,5-5MBAR | 87.4
13020503 | VALVULA DUNGS MBDLE412 B01 S20 | 825.3
13020504 | COIL DUN N° 1200 MBDLE410-415 | 769.6
13020517 | BRIDA | 37.8
13020518 | HOLDER FOR CONTROL UNIT SATRONIC | 65.5
13020520 | TUBE JACK/UNION T | 59.1954
13020521 | AIR PLUG UNION 4-LL-R1/8 | 23.4483
13020526 | FLAME TUBE D140 L480 | 3320.6897
13020527 | NOZZLE ROD 1D 9/16 L537 | 406.8966
13020529 | COUPLING D40/23/8X43 | 148.8506
13020530 | SPINDLE / AIR FLAP 10X10X295 D7/D5 | 79.3103
13020532 | OPTIMISATION AIR SLEEVE D80 | 440.8046
13020533 | PLATE EK3 ELCO | 85.8
13020534 | IGNITION CABLE BERU D6,4 L130 | 41.3793
13020536 | REVERSING ROD D12 | 135.2874
13020537 | FILTER RC 230V 20 VA | 87.1264
13020538 | PLATE EK4 ELCO | 136.3862
13020542 | TIME COUNTER 231 UL | 108.8011
13020543 | WASHER D5.3/12X2-ST | 34.4828
13020546 | PISTON D18X65 | 78.2759
13020547 | O-RING 3043 D10,77X2,62 VITON | 20.9195
13020574 | COVER HOUSING C03 ORANGE 2 ST | 111.5
13020611 | GAS VALVE MB-VEF407 B01 S30 RP3/4" IMPULS. | 976
13020612 | GAS VALVE MB-VEF407 B01 S10 RP3/4" IMPULS. | 1043
13020613 | GAS VALVE MB-VEF412 B01 S10 RP1"1/4 IMPULS. | 1576.2
13020657 | BAFFLE PLATE D150/70 | 1125.5172
13020658 | GASKET D200/198X3 | 51.3793
13020660 | KIT HOUR COUNTER NC12/C30 H1/GX1 | 175.2874
13020681 | FLAME TUBE D170/155 L305 TURBU.d135 | 392.6
13020682 | CONNECTOR BANJO LCK-G 1/8-PK-4 | 57.1
13020683 | KIT BAFFLE PLATE D110 +NOZZLE D63+SHUTTER | 306.4
13020685 | RUBBER FUNNEL DIM34x15/12 1xD3,25 | 20.3
13020693 | THERMIC RELAY ABB T.LR2K 3,7/5,5 | 122.2
13020694 | FAN WHEEL D425/150X40 D19 ACTION | 338.5
13020695 | TRANSPARENT COVER | 21.1
13020696 | AIR RECTIFIER | 309.2
13020698 | SOUND INSULATION / AIR BOX | 89.5402
13020699 | AIR FLAP | 82.2
13020712 | BAFFLE PLATE D215/50 TK158 | 720
13020722 | PRESOSTATO DE AIRE ( ver obsr. ) | 87.4
13020723 | SOPORTE PRESOSTATO AIRE | 19.4
13020724 | GAS PRESSURE TUBE | 74.4828
13020725 | GAS PRESSURE TUBE | 73.3333
13020726 | GAS PRESSURE TUBE | 65.2874
13020727 | COIL DUN N° 1415 MBVEF425 S30 | 1355.6
13020728 | GAS CONN.VALVE G/F-V Rp 2" MBVEF412 | 443.5632
13020729 | GAS CONN.VALVE G/F-V Rp 2" MBVEF420 | 480.5747
13020730 | GAS CONN.VALVE G/F-V Rp 2" MBVEF425 | 490
13020739 | FILTER ELEMENT GFK - DN65 | 125.1
13020770 | OIL PUMP AN 97 C 7257 2P | 195.4
13020771 | GAS CONN.VALVE E6 G/F-E | 498.6621
13020772 | CABLE GLAND PG11 | 21.2644
13020775 | GAS FLAP E6 | 1104.3678
13020781 | ELECTRODE BLOCK 27X55 d4 D2X23 60° | 32.5287
13020794 | CABLE SOL.VALVE+PLUG 3P/RAST3P V1 | 34.4828
13020795 | CABLE SOL.VALVE+PLUG 3P/RAST3P V2 | 34.4828
13020796 | CABLE GMP+PLUG 3P/RAST 3P L730 | 35.6322
13020799 | TRANSPARENT COVER E5-6-7 | 63.3333
13020801 | AIR PRESSURE PLUG E6 | 303.1
13020802 | FLAME TUBE D170/155 L525 TURBU.d135 | 429.9
13020808 | CABLES ELECTRODOS L850 T2 | 26.7
13020809 | CABLE IONIZACION L 850 | 36.8
13020813 | FLEXIBLE LINEA PORTABOQUILLA NC-2936 H2A T2 | 140.5
13020826 | GAS VALVE GVS232ML01T3M RP1"1/4 | 1786.2069
13020827 | GAS VALVE VAS240R/LW BYPASS TO LEFT | 1718.9
13020832 | GAS VALVE VGF 10.804P DN80 | 3200.6
13020848 | KIT AIR PRESSURE SWITCH DIFFERENCIAL | 235.5172
13020855 | ADJUST UNION 7760 D.8/G1/4 | 130.6
13020856 | KIT 10 SCREWS CHC M8X25+ HEXAGONAL NUT | 45.1724
13020857 | KIT 10 SCREWS CHC M10X30+ HEXAGONAL NUT | 49.3103
13020858 | KIT 10 SCREWS CHC M10X35+ HEXAGONAL NUT | 52.4138
13020865 | TUBES+ UNIONS FOR VOMUMETRIC COUNTER | 145.4023
13020866 | SQUARE | 35.0575
13020868 | PLATE EK4 ECB | 174.0345
13020874 | ADJUTAGE DUNGS D.0,4 (+GASKET) | 47
13020875 | TUBE PUMP/NOZZLE ROD | 32.8
13020877 | GASKET/UNION 1/2'' D30/21X2 | 19
13020885 | MEASURE AIR | 64.7
13020887 | FLAME TUBE D115/78/71 L230 | 180.5747
13020896 | HOLDER LOAD CONTROLLER WEST | 20.8
13020926 | SWIRLER D220/80 H20 45° | 585.7471
13020950 | GAS ACTUATOR SKP 75.003 E2 W.O.END SWITCH | 1075
13020951 | GAS ACTUATOR SKP 15.000 E2 W.O.END SWITCH | 487.6
13020956 | FIXING COLUMN COVER | 33.9089
13020958 | CABLE CONNECT AGA 62 PLUGDIN L270 | 125.3
13020987 | IGNITION TRANSFO. EBI 1X11 120V | 110.2299
13020992 | OIL HOSE ST19 M20X1,5 FC 3/4 | 190.8046
13021000 | FLANGE FL125 RP1" | 84.1379
13021002 | FILTER FB 1 | 99.8851
13021006 | GAS VALVE VS125ML02LT3M RP1" | 897.7575
13021008 | PRESSURE CONTROLLER GVS125ML02T3M | 1172.8977
13021010 | FLANGE FL240 RP1"1/2 | 115.8621
13021012 | FILTER FB 2 | 132.5287
13021014 | GAS VALVE VS232ML02ZLT3M RP1"1/4 | 1749.8161
13021018 | FLANGE FL350 RP2" | 164.1379
13021020 | FILTER FB 3 | 210.6897
13021022 | GAS VALVE VS350ML02ZLT3M RP2" | 2256.5287
13021024 | PRESSURE CONTROLLER GVS350ML02T3M | 1936.8736
13021026 | TIGHTNESS CONTROL TC116W05T BIOGAS | 1614.1
13021035 | GASKET/GASFLAP D135/85X1,5 | 26.9
13021037 | GASKET/HOUSING-HEAD 540X540X8 D435 | 351.7241
13021038 | GASKET/HOUSING-HEAD 460X460X8 D370 | 337.8
13021039 | GASKET/HOUSING-HEAD 420X420X8 D330 | 122.2
13021041 | GASKET/GAS HEAD D200/160X2 | 37.8
13021042 | GASKET/GAS HEAD D116/83X2 | 36.3
13021043 | GASKET GAS HEAD D130/90X1 | 30.6632
13021052 | CAPACITOR 0,1µF 250V | 30.3448
13021099 | OIL DASHBOARD PLATE | 19
13021105 | HOLDER IONISATION PROBE | 27.4
13021112 | TUBES P AIR+FURNACE/R+L SKP..5 DN65 | 218.9
13021113 | TUBES P AIR+FURNACE/R+L SKP..5 RP 2" | 200.6
13021114 | GAS VALVE MB-VEF425 B01 S10 RP2" GW150 | 2674.5
13021117 | BALL BEARING D22/8X7 | 42.2
13021135 | GASKET COPPER D11,4/5,2X2 | 18.3
13021136 | BURNER FLANGE D130+GASKET D130/240 | 111.3793
13021137 | GASKET/BURNER FLANGE D242/131X10 | 39.3
13021138 | FLAME TUBE D130/100 L310FLANGEd145 | 375.6
13021139 | FLAME TUBE D130/105 L310 | 450.4598
13021140 | OIL PUMP AT2 55 B 94xx 6P05 | 227.3
13021141 | COUPLING D8/24X18+ D21X35 EQ. | 43.8
13021142 | FAN WHEEL D180 X50 D12,7 ACTION | 178.6
13021143 | TURBINA 180X70 | 71.2
13021144 | CABLE MOTOR+PLUG 3P 90°/RAST3P | 24.9425
13021145 | MOTOR 0,3KW230V D12,7 L 130 | 266.9
13021146 | RUBBER FUNNEL D8/11,5/12 | 8.5057
13021152 | COIL DUN N° 100 120V MVD205-505 | 364.3678
13021210 | GAS VALVE MV-D5100 DN100 | 3857.4713
13021212 | GAS VALVE MV-DLE2100 DN100 | 3188.5057
13021214 | GAS VALVE MV-DLE2080 DN80 | 3161.6
13021219 | FIRING HEAD CPL. NC4/6 | 377.2
13021221 | OIL HOSE DASH03-BANJO-3/8JIC L300 | 140.5
13021223 | CONTROL UNIT SH 213 C3 | 269
13021225 | CABLE MOTOR+3P 90°/RAST3P+2X0,75 L600MPA | 124.4828
13021248 | SEALING RING | 20.8
13021253 | TUBE PUMP/NOZZLE ROD | 74.6
13021255 | UNION G1/8-M8X100 D.0,8 | 76.7816
13021260 | DISPLAY VOLUMETRIC COUNTER | 325.5747
13021273 | OIL ELECTRIC CONNECTION BOX ALONE | 102.2
13021283 | FLAME TUBE D130/100 L310+TURBU. D117 | 682
13021284 | GAS ELECTRIC CONNECTION BOX ALONE | 107.8161
13021289 | GAS CONN.VALVE 1"1/4 MB (ZR)DLE | 470.1149
13021290 | GAS CONN.VALVE 3/4" MB (ZR)DLE | 408.046
13021300 | TUBE D8/6 X 10M | 107.8161
13021312 | GAS TRAIN CONNECTING PIECE | 125.4023
13021365 | GAS VALVE VRF10 404 DN40 | 1623.3
13021366 | GAS VALVE VRF10 504 DN50 | 1971.4
13021368 | GAS VALVE VRF10 804 DN80 | 3417.6
13021370 | TIGHTNESS CONTROL TC 318 R05 | 1731.8
13021373 | PVC TUBE | 41.5
13021375 | RELAY VARIATRON | 138.3
13021376 | CABLE SPEED DRIVES+RAST3P L450 | 56
13021377 | CABLE REGUL.+RAST5P+RAST4P 3X0,75 L400 | 83
13021379 | CABLE TRANSF/SP.DRIVES+RAST2P 2X0,75L300 | 53.9
13021380 | CABLE SP.DRIVES+PLUG DIN/2P 2X0,75 L1500 | 74.6
13021381 | MOTOR 0,25KW230/400V D12,7 | 293.7
13021382 | COUPLING D20X174 PUMP/MOTOR | 39.3057
13021384 | TUBES P AIR+FURNACE/R+L SKP..5 RP 2" | 230.5
13021385 | TUBES P AIR+FURNACE/R+L SKP..5 DN65 | 254.7
13021390 | CABLE SPEED DRIVES+RAST3P L450 | 56
13021391 | CABLE CONTROLLER+RAST 4P+5P/3X0,75 L220 | 83
13021392 | SPEED DRIVES ACC 0,3KW | 994.8
13021394 | CABLEVALVE/S.DRIVES+DIN/RA4P/2X0,75L1500 | 77.0115
13021395 | MOTOR 0,25KW230/400V D12,7 | 293.7
13021396 | FLAME TUBE D130/105/100 L206 | 193.1
13021407 | IGNITION TRANSFO. ZA30/050 1X5 230V | 164.208
13021412 | FRONT PLATE COVER FC12 | 24.4828
13021414 | JUNTA | 42.2
13021415 | CLOSING PLATE/GAS COVER | 44.5977
13021416 | BOILER ACCESSORY D80 ANGLE 2° EUROFLANGE | 75.8
13021417 | BOILER ACCESSORY D90 ANGLE 2° EUROFLANGE | 75.8
13021424 | SOCKET D7 10X16.5 | 21.3
13021430 | OIL FLOW METER HOLDER | 76.2
13021431 | HOLDER ACTUATOR WEST | 103.9
13021436 | GAS PRESSURE TUBE D6/8 MBVEF 420 | 132
13021547 | 3 WAYS VALVE + CONNECTORS | 315.6
13021548 | TUBE PUMP/RAPA VALVE | 36.3
13021576 | BOILER ACCESSORY D115 ANGLE 2°EUROFLANGE | 95.5172
13021579 | KIT ADAPTER ACTUATOR SKP75 | 117.4
13021608 | FLAME TUBE D170/150 L305 TURBU.d135 | 747.5862
13021609 | FLAME TUBE D170/150 L525 TURBU.d135 | 779
13021612 | KIT BAFFLE PLATE D110 6SL+NOZZLE D63+SHUTTER | 407.7
13021613 | AIR PRESS.SWITCH 604.91 1-10MB+PLATE E6 | 166.9
13021614 | WIRING GASTRAIN | 170.4598
13021624 | TUBE PUMP/NOZZLE ROD | 20
13021643 | TAPA GAS / TUBONC16/21 T1 | 166.9
13021648 | PHOTOCELL QRB1A-B080 B70A | 74.6
13021651 | IGNITION TRANSFO. ZM20/10 2X5 230V | 377.4
13021655 | ELECTRIC KIT FOR SKP..5 | 228.6
13021684 | REVERSE FRONT PLATE COVER EK03.22 | 64.4828
13021690 | GASKET/UNION 1'' D44/32X2 | 32.6437
13021700 | IGNITION CABLE D6,4 L725 | 48.9
13021710 | FLANGE 40X32X9 D24 PHOTOCELL | 26.7
13021733 | AIR BOX 315X164X62+INSULATION | 98.9
13021734 | IONISATION PROBE/CABLE TEFLON CLP6,35 L625 | 97.6724
13021776 | KIT ADAPTER ACTUATOR SKP75 | 117.4
13021778 | SCREWS TORX M6X55 (50 PIECES) | 99.9
13021812 | BACK FURNACE POT | 222.4138
13021849 | CONTROL UNIT TCH "CUB" E3000 | 256.6
13021868 | GAS CONN.VALVE MBC300 SE | 455.977
13021869 | GAS VALVE MBC300 SE S22 | 786.5
13021870 | GAS VALVE MBC700 SE S22 RP1"1/4 | 1116.5
13021871 | GAS VALVE MBC1200 SE S22 RP2" | 2425.5
13021882 | TUBE SOLEN. VALVE/HYDRAULIC JACK | 72.6437
13021891 | HOLDER ACTUATOR | 78.1609
13021892 | SQUARE ELECTRIC K7 | 52.8736
13021895 | GAS ACTUATOR SKP 25.001 E2 W. END SWITCH | 861.9
13021896 | GAS ACTUATOR SKP 75.001 E2 W. END SWITCH | 1163.7
13021897 | GAS ACTUATOR SKP 15.001 E2 W. END SWITCH | 594
13021898 | CONNECTION ROD ACTUATOR WLM | 27
13021901 | REGULATOR PAINTED RS21 | 1783.7
13021902 | FIXING COVER HEXAGONAL L147 | 22.3
13021912 | SCREWS BAG P 98 | 22.3
13021919 | HOLDER ACTUATOR BERGER STA | 34.3
13021932 | SOFT START ATS 01 N232QN | 1514.8
13021933 | TUBE HEAD/HYDRAULIC JACK | 71.1
13021934 | IGNITION ELECTRODE HOLDER | 286.8966
13021951 | CABLE SOL.VALVE+PLUG DIN 3X0,75 L600 | 28.046
13021960 | GAS DASHBOARD PLATE C03 | 22.4
13021961 | PIPE PRESSURE AIR TAKE OFF | 44.2
13021976 | GAS VALVE CG10 R70 D2W5 | 414.6
13021977 | MOTOR PLATE/FAN WHEEL | 88.8
13021978 | FLANGE 106X106X90 RP1"1/4D79H11 | 93.1034
13021986 | OIL PUMP AP 57 C 7545 3P 0500 | 232.5
13021987 | SCREWS TORX M4X10 (100 PIECES) | 129.0805
13021990 | NOZZLE ROD 1D 9/16 L580 | 171.1
13021991 | FLAME TUBE D115/100 L230 AGP | 239.5
13021992 | FLAME TUBE D115/100 L350 AGP | 259
13021993 | FLAME TUBE D115/78 L230 AGP | 252.6
13021994 | FLAME TUBE D115/78 L350 AGP | 280.2
13022025 | EMC FILTER | 235.6322
13022053 | ACTUATOR SQN 31.401 120V | 525.0575
13022054 | MOTOR 1,1KW400/690V D19 | 379.8851
13022109 | FLANGE 82X62X30 D27 GAS TUBE+O-RING | 78.4
13022110 | GAS NOZZLE D47 | 37.4
13022120 | PUMP SUNT J6 CCC 1005 | 427.2
13022134 | GAS VALVE CG2.20 R01 VT2W | 872.2989
13022150 | FLAME TUBE D90/64,5/60 L188 | 819.7
13022152 | HOLDER LOAD CONTROLLER WEST | 99.8
13022153 | MOTOR 1,5KW230/400V D19 | 520.5747
13022154 | BAFFLE PLATE D89/30 6SL ELECT. SIMPLE | 105.4
13022155 | BAFFLE PLATE D74,5/0 8SL R | 46.5
13022156 | FLAME TUBE D170/150/135 L305 | 747.5862
13022164 | CONTROL UNIT TCG "CUB" E3000 | 276.1
13022167 | OIL HOSE DN10X1640 D12-M18X1.6 | 96.6
13022180 | PUSH TAP 350 3215 G1/2 | 121.3793
13022192 | ADJUST ROD SHORT HEAD | 46.6
13022193 | ADJUST ROD LONG HEAD | 73.7
13022196 | FLAME TUBE D96/100/130 L408 | 535.6322
13022197 | CABLE CELL MZ+PLUG2P/2X0,75 L840 | 47.2
13022203 | GREY COVER HOUSING | 117.7
13022230 | FLAME TUBE D88/90/115 L150 | 238.046
13022231 | FURNACE PLATE 260X260 | 233.9402
13022232 | CABLE CELL IRD+PLUG3P/PLUGAMP 3P L120 | 22.5
13022233 | FURNACE PLATE 320X320 | 196.5287
13022260 | GASKET SET | 25.7
13022282 | BAFFLE PLATE D90/20 6SL | 266.6
13022283 | BAFFLE PLATE D90/30 6SL | 193
13022284 | IGNITION ELECTRODE D8X200 d6,4 D3X200 | 79.1954
13022304 | GAS VALVE CG15 R03 D2W5 | 812.4
13022336 | GAS CONTROLLER DUNGS FRS 505 RP 1/2" | 333.7348
13022337 | GAS CONTROLLER DUNGS FRS 507 RP 3/4" | 366.7
13022338 | GAS CONTROLLER DUNGS FRS 510 RP 1" | 366.7
13022339 | GAS CONTROLLER DUNGS FRS 515 RP 1" 1/2 | 654.7
13022366 | PHOTOCELL IRD KLC 2002 (52-15) | 220.2069
13022369 | OIL HYDRAULIC DISTRIBUTOR | 585.2
13022381 | OIL PUMP NVBGR MIC 4 900L/H | 1840.3
13022386 | OIL CONTROL BOX SATRONIC TFI 812.2 | 184.023
13022401 | SOLEN. VALVE LUC 322H7306 G3/8" 8W | 599.1
13022403 | KIT BAF.PLATE D110 6SL INV.+NOZ.+SHUTTER D63 | 426.7816
13022404 | KIT B.PLATE D110 6SL+NOZ.D63+SHUTTER D130/63 | 514.9425
13022405 | TIGHNESS PLATE+ KIT CONTROL PANEL N°15 | 149.3
13022415 | FILTER ELEMENT MBC300 | 73.5
13022416 | FILTER ELEMENT MBC700 | 102.2
13022417 | FILTER ELEMENT MBC1200 | 196.8
13022418 | COIL DUN N° 32/P MBC300 | 1563.2
13022419 | COIL DUN N° 42/P MBC700 | 1848.7
13022437 | AIR FLAP+ SPRING | 56.2
13022443 | SCREWED UNION G1/4 - M12X1.5 | 24.1379
13022463 | CONTROL BOARD E4 | 100.6322
13022464 | GAS PRESSURE TUBE MBVEF407+UNION | 111
13022465 | OIL PUMP AS 47 B 11B | 147.7011
13022467 | ADJUST.ELECTRODE HOLDER | 39.8851
13022484 | BAFFLE PLATE D107/32 | 247.1264
13022493 | CABLE RELAY/SP.DRIVES+RAST4P 4X0,75 L285 | 50.7
13022494 | HOLDER FREQ. VARIATOR | 123.1034
13022495 | CABLE AIR PRES.SWITCH+RAST2P/2X0,75 L350 | 22.1
13022496 | FLAME TUBE D100/71 L147 | 219.1954
13022500 | DIFFERENTIAL AIR PRESSURE PLUG | 73
13022502 | FLAME TUBE D227/160/205 L343 | 384.023
13022505 | OIL HOSES GLAND E7 | 19.1954
13022508 | BAFFLE PLATE D245/110 15SL TK198 | 278.2759
13022511 | BRIDGE PLUG AGA68 | 91.4
13022520 | SPINDLE / ACTUATOR-FLAP D19/15X49 HEX.8 | 559.6
13022521 | AIR FLAP | 340.9655
13022526 | FAN WHEEL D435/193X55 D24 ACTION | 368.1
13022527 | THERMIC RELAY ABB T25 7,5/11 | 138.754
13022529 | MOTOR 0,42KW230V D12,7 L 25,90 | 256.092
13022530 | CAPACITOR 12,5µF 450V | 134.8276
13022533 | UNION EO GE08LR 1/8 A3C | 33.3333
13022534 | OIL RECUPERATOR E7 | 147.5862
13022537 | CABLE SOL.VALVE+PLUG DIN/RAST3P L750V2 | 73.3333
13022538 | CABLE SOL.VALVE+PLUG DIN/RAST3P L750V3 | 73.3333
13022539 | CABLE SOL.VALVE+2XP.DIN/RAST3P L750VS+V1 | 92.1839
13022558 | IONISATION CABLE D6,4 L800 | 32.5287
13022559 | SLIDING GAUGE NOZZLE ROD | 18.7356
13022560 | IONISATION PROBE+ CARRIER | 95.3046
13022564 | PANEL DOOR 213X198 | 54.2
13022568 | BAFFLE PLATE D78/25 12SL | 303.1034
13022569 | SOLEN. VALVE LUC 122K8363 G1/4" 14W | 264.8276
13022572 | OIL PUMP D 47 D 73 3P | 199.4253
13022574 | SOUND INSULATION / AIR BOX | 21
13022575 | FLAME TUBE D227/160/205 L543 | 536.092
13022578 | OIL HOSE DASH03-BANJO-3/8JIC L1220 | 140.5
13022580 | FLAME TUBE D90 L170 MB900 | 207.7
13022581 | NOZZLE ROD DAN PHB-LE L331 | 97.8
13022582 | IGNITION CABLE D4/D6,35 L430 AP | 28.9
13022589 | ELECTRIC KIT FOR SKP..5 | 242.9
13022595 | T' FITTING TUBE /JACK | 71.1
13022596 | FLAME TUBE D227/153/205 L343 TURBU.D171 | 888.3
13022597 | FLAME TUBE D227/153/205 L543 TURBU.D171 | 852.5287
13022598 | FLAME TUBE D227/140/205 L343 TURBU.D171 | 426.3218
13022599 | FLAME TUBE D227/140/205 L543 TURBU.D171 | 481.8391
13022606 | GAS HEAD E7 | 257.3816
13022607 | IONISATION PROBE D8X80 d4 D2X43 60° | 51.3
13022608 | AIR PRESS.SWITCH 604.91 1-10MB+PLATE E7 | 92.5287
13022609 | MOTOR 2,7KW230/400V D24+CABLE | 631.5
13022610 | FAN WHEEL D435/193X47 d24 ACTION | 322
13022611 | FLAME TUBE D100/71 L147+CUP D92 L50 | 260.1149
13022614 | CABLE CONTACTOR+RAST 2P/2X0,75 L750 | 24.5977
13022619 | KIT O-RING VALVE GAS MBC1200 | 65.1
13022621 | FLANGE MBC300 RP1"1/4 | 122
13022622 | INSPECTION GLASS D18 | 19
13022626 | NEOPREN TUBE D.6/9 L1000 | 26.4
13022640 | ELECTRIC KIT FOR SKP..5 ECB | 200.4598
13022652 | NOZZLE ROD SHORT HEAD | 1076.3218
13022653 | NOZZLE ROD LONG HEAD | 1009.1954
13022654 | NOZZLE ROD MEDIUM HEAD | 857.2414
13022655 | SOUND INSULATION / BODY | 51
13022656 | BURNER FIXING HEAD+ SCREWS | 201.9
13022660 | GAS VALVE CG340 R01 DT2W | 1518.3908
13022665 | FLAME TUBE D140 L401 | 297
13022666 | SOLEN. VALVE LUC 321F2523 P8PG1119W | 390.5
13022667 | SOLEN. VALVE LUC 121F2523 P8PG11 19W | 390.5
13022706 | GASKET/GASTRAIN D160/90X2 DN65 | 63
13022707 | ELECTRIC CABLE GREEN/YELLOW 1,5MM² L450 | 25.8
13022708 | GAS CONN.VALVE EQ. | 844.7
13022709 | FLANGE MBC300 RP3/4" | 79.2
13022710 | KIT O-RING GASKET MBC 300 | 28.9
13022711 | REVERSE TUBE+ UNIONS | 191.1494
13022712 | UNION LEGRIS 120 12 21+EO GE12-LLR 3/8 | 94.3575
13022714 | OIL HOSE M16X1,5 D10 L1500 DIN4798 | 53.1034
13022747 | FILTER ANTIPARASITIC/SPEED DRIVES ATV31 | 1017.5862
13022751 | FLAME CUP D76,6/120 L189,5 FP602 | 405.9
13022752 | FLAME CUP D76,6/80 L140 FP602 | 259.4
13022753 | OIL PUMP BFP 21 L3 LES R2 | 136.8
13022754 | BOILER ACCESSORY D80 EUROFLANGE | 63.5
13022756 | NOZZLE ROD L 676 SHORT | 286.2
13022757 | NOZZLE ROD L 896 LONG | 285.3
13022759 | FLAME TUBE D170/135/128 L525 | 557.5
13022760 | CROWN AIR SETTING L 495 | 161.4
13022761 | CROWN AIR SETTING L 715 | 218
13022762 | CABLE CELL MZ+PLUG2P/PLUGAMP L550 | 53.4483
13022767 | GAS COVER EL02A.70/100 | 63.3333
13022769 | CONVERSION KIT MONOTUBE BFP12/52 | 47.8161
13022774 | ELECTRICAL HOLDER 107X65X1,5 DRILL.22X26 | 62.1839
13022780 | O-RING D8,3X2,4 (X10) | 39.8851
13022784 | HOUSING+FLANGE FIXE HEAD NC160-210/V6 | 678.5
13022785 | KIT PRESSURE GAUGE AIR-GAS 400 mbar | 273.5
13022795 | BAFFLE PLATE D168/50 8SL 3DRIL. | 186.1
13022805 | FLAME TUBE D227/147/210 L532 DELTA | 1361.4
13022807 | BAFFLE PLATE D145 +TUBE D14 | 1878.1609
13022808 | KIT BASE IGNITION PROBE | 234.4138
13022810 | HEATER OIL DN105X465 3,75KW (230V) | 4235.6322
13022825 | GAS REGULATOR SKP75+ Adaptor Kit Electrical | 1055.2
13022826 | KIT REPLACE SKP70 WITH SKP15 | 869.6
13022827 | GAS REGULATOR SKP15+ Adaptor Kit Electrical | 742.4
13022828 | KIT REPLACE SKP70 WITH SKP10 | 1029
13022837 | FLAME TUBE D110 L400 1DO | 1472.4138
13022853 | GAS ELBOW 90° REDUC. DN65 -DN50 | 739.7701
13022855 | COVER TERMINAL D22X18 | 160.3
13022858 | FLANGE MB412 RP1"1/4 | 32.7
13022859 | FLANGE MBC700/1200 RP1"1/2 | 69
13022869 | SWIRLER D155/50 WM | 338.3908
13022871 | CROWN COUPLING | 40.1345
13022874 | SOLEN. VALVE LUC 321K6345 G3/8" 14W | 598.6
13022875 | VALVE LUCIFER 321H25 | 895.5172
13022881 | BATCHER COVER / AIR | 180.8
13022882 | BAFFLE PLATE D78/20 6SL R | 291.3
13022891 | GAS VALVE DMV-D5065/11 DN65 | 2173.6552
13022908 | O-RING 4137 D34,52X3,53 NBR | 17.3
13022915 | FLANGE FIX. ELECTRODE | 21.7241
13022916 | SET SCREW M4X6 (30 PIECES) | 59.1954
13022922 | GAS ELBOW+ SHORT TUBE | 193.6874
13022923 | GAS ELBOW+ LONG TUBE | 193.6874
13022924 | GAS HEAD D131 | 275
13022954 | OIL DASHBOARD PLATE | 41.8
13022955 | NOZZLE ROD DAN PHB-LE L252 | 172.3
13022956 | CABLE HEATER DAN+PLUG 4P/RAST5P L438 | 44.5
13022957 | KIT O-RING GASKET VECTRON BLU STRATON | 68.2
13022973 | PHOTOCELL QRB 1A A070B70A L700 | 52.8
13022974 | IGNITION CABLE D6,4/D6,4 L260 | 24.6
13022975 | ELECTRODE BLOCK 25X40 d6,4 D1,2X30 30° | 35.5
13022976 | CABLE IONIZACIÓN | 227.3103
13022986 | HOLDER ACTUATOR C03 | 51.1
13022987 | AIR PRESSURE PLUG C03 | 64.7
13022988 | GAS ELBOW+ LONG TUBE | 137.3
13022989 | GAS ELBOW+ SHORT TUBE | 129.0805
13022996 | GAS VALVE MBC700 SE S82 RP1"1/4 | 1116.5
13022997 | GASKET/BURNER FLANGE 350X335X3 D245 | 97.8
13022998 | BOILER ACCESSORY STUDS M12X40+NUTS 6P. | 43.5
13022999 | ELECTRODE BLOCK 25X48 d4 D1,5X22 45° | 39.1
13023001 | AIR PRESS.SWITCH LGW 3 A2P 0,4-3MB | 332.3
13023005 | AIR FLAP | 56.1172
13023133 | PRESS. CONTROL. GW500 A4/ DIN | 143
13023147 | FURNACE PRESSURE PIPE C285 GX | 192.4
13023150 | GASKET/CASING AIR 370X370X3 | 210
13023157 | GAS CONTROLLER GDJ 20 R04 | 219.4
13023162 | PHOTOCELL F200 K1 | 3123.9
13023166 | MANOMETER D100 0-100 MBAR | 144.5552
13023183 | PRESSURE TAKE OFF G1/8 D4 | 21.1
13023185 | GAS VALVE CG225 R01 DT2W | 703.6
13023186 | ACTUATOR EA 2 38,5S 5 CAM | 843.7
13023187 | CONNECTION G1/8 + SEAL | 52.3
13023188 | SQUARE CONNECTION WE08LLRCF | 38
13023206 | PLUG CONNECTOR AIR PRESSURE | 89.977
13023209 | KIT PHOTOCELL IRD1010 | 250.5
13023237 | BURNER HEAD PAINTED C70/100 G | 240.8
13023248 | IGNITION ELECTRODE CARRIER D18.5/77 | 122.5287
13023249 | BAFFLE PLATE D91/0 6SL L 2DRIL. | 80.1149
13023256 | HOLDER+ COVER LOA/LGB | 51.2644
13023257 | STRAIGHT UNION M5 PERMANENT RUN X10 PIECES | 99.3103
13023258 | TRANSFORMER 230V / 24V DC BCS O2 PROBE | 354.3678
13023260 | IGNITION ELECTRODE D15X120 d6,4 D2,6X22 52° R | 55.6
13023269 | IRON GAS DASHBOARD PLATE | 41.2
13023270 | IRON RECYCLING AIR | 55.7
13023271 | IRON AIR RECYCLING | 55.7
13023274 | OIL HOSE VT6 F3/8C MG1/4 L1000 | 101.3793
13023278 | FAN WHEEL D133 X52 D12,7 | 74.6
13023304 | BRIDA+AISLANTE | 90.6
13023305 | GASKET/BURNER FLANGE 176X176X8 D100 | 24.6
13023306 | FLAME TUBE D100/90 L230 | 218.8
13023307 | FLAME CUP D86,5/120 L190 FP602 | 358.3
13023309 | CABLE IGNIT.TRANSFO+PLUG 2P/RAST2P L250 | 29.7
13023311 | KIT BAFFLE PLATE MB933 D33 ELECT.L83/133 | 195.4
13023312 | IGNITION ELECTRODE D8X74 d6,4 D2,5X124 7° R+L | 73.5
13023313 | IGNITION TRANSFO.BERU 2X7,5 230V+IONISA. | 196.8
13023317 | KIT BAFFLE PLATE MB925 D25 ELECT.L83/140 | 195.4
13023318 | KIT BAFFLE PLATE MB927 D27 ELECT.L83/140 | 195.4
13023319 | KIT BAFFLE PLATE MB929 D29 ELECT.L83/133 | 195.4
13023320 | KIT BAFFLE PLATE MB931 D31 ELECT.L83/133 | 195.4
13023330 | CONDENSADOR 5 M.F. 4P 6,4 mm | 44
13023344 | GAS CONN.VALVE RP1 1/4 | 570.8046
13023346 | SQUARE 60X80X15 | 187.6
13023351 | COVER HOUSING GREY | 61
13023359 | ELECTRICAL PANEL C75/100 B517/8 | 4603.4483
13023365 | TUBE PRESSURE TAKE-OFF FURNACE D6/8X195 | 25.5
13023366 | TUBE PRESSURE TAKE-OFF FURNACE D6/8X270 | 34
13023370 | HOLDER NOZZLE ROD EQ. | 208.2
13023372 | IGNIT.CABLE D6,4/D6,4 L600+ D6,4 L500 AP | 129.4253
13023373 | IGNIT.CABLE D6,4/D6,4 L800+ D6,4 L500 AP | 122.2
13023386 | HEAD EQUIPEMENT LPG | 238.046
13023401 | KIT BAFFLE PLATE MB819/5D19 ELEC.L56 5D6 | 201.4
13023403 | SOCKET D42/48X20-ST-ZN | 72.9885
13023405 | THERMOSTAT ADJUSTMENT KMF-20. | 210.1149
13023408 | CABLE ACTUATOR+PLUG6P/RAST6P L500 MPA | 89.2
13023409 | IONISATION CABLE RAST 3P/D4 M L150 MPA | 32.3
13023432 | REDUCTION SLEEVE DN40 - RP1" 1/2 X 125 | 376.4368
13023472 | CABLE SOL.VALVE+PLUG 3P/RAST3P+1 L750V1 | 57.4713
13023473 | CABLE SOL.VALVE+PLUG 3P/RAST3P+1 L750V2 | 66.5517
13023474 | CABLE SOL.VALVE+PLUG 3P/RAST2P L750V3MPA | 57.0115
13023475 | CABLE ACTUATOR+PLUG6P/6X0,2 L210 MPA | 96.5517
13023482 | FLAME TUBE D140 L380 | 1006.4
13023518 | BAFFLE PLATE D140/30X137 6SL | 543.4483
13023519 | BAFFLE PLATE D175/40X79 8SL | 505.977
13023520 | BAFFLE PLATE D140/37X137 6SL | 470.9195
13023521 | BAFFLE PLATE D175/40X159 6SL | 547.2414
13023523 | SCREWED ROD M8 LG:170MM | 33.2184
13023524 | CARDAN ROD D8X291 M8 MECAN.REGULATION | 438.5057
13023531 | GRADUATED RULER C3 GAS | 20.3
13023535 | CIRCLIP DIN471-18 HUB | 31.2
13023538 | FLANGE REDUCER CG2 | 155.5
13023599 | NOZZLE ROD EQUIPED | 384.5977
13023620 | PLATE TDB OIL C03 IRON | 41.1
13023621 | NOZZLE ROD EQU. T1 FC13 | 474.8276
13023622 | AIR RECYCLING WHITE MEKU | 79.4
13023661 | LANCE GAS HEAD KPL | 474.8276
13023662 | CONTROL UNIT TCH 111.00no Display | 229.9
13023663 | PHOTOCELL U1122 L 280 | 48.7356
13023664 | CABLE SOL.VALVE+4 PLUG AMP/RAST3P L330 | 67.8
13023665 | STRAIGHT UNION G1/8 /M8X1 | 111.9
13023680 | KIT SCREWS COMBI-TORX | 26.9
13023686 | THERMIC PROTECT O72 80°C | 56
13023687 | THERMIC PROTECT O72 100°C | 91.2
13023689 | CONTROL UNIT TCG 111.00TC+no Display | 229.9
13023690 | NOZZLE ROD VL02 120/160 IND T2 | 494.8
13023691 | NOZZLE ROD VL02 120/160 IND T2 | 506.9
13023692 | NOZZLE ROD VL02.210 IND T1 | 494.8
13023693 | NOZZLE ROD VL02 210 IND T2 | 513.1
13023694 | THERMIC FUSE VG02 IND | 59.7701
13023698 | PLUG 8 + GAS SWITCH MINI CABLE | 37.4
13023700 | GAS CONN.VALVE EQUIPED 3/4" | 442.7
13023701 | GAS CONN.VALVE EQUIPED 1"1/4 | 476
13023702 | KIT SKP75 001 E2+ CABLE VALVE END COURSE | 977.5
13023708 | GAS VALVE MB-VEF415 B01 S10 RP1"1/2 | 1868.7
13023713 | KIT BRAHMA -> CUB OIL "ELCO" | 274.1
13023714 | KIT BRAHMA -> CUB GAS | 279.5
13023723 | UNION 1/8 - 1/8+ GASKET ALUMINIUM | 34.5977
13023726 | SWIRLER EG3A NV.M | 223.3
13023729 | PLATE AIR BOX ASSEMBLY | 101.8
13023732 | RELEASE BUTTON C03/TCG | 16.3
13023733 | COVER HOUSING VG02/VL02 BCU | 110.6954
13023734 | VALVULA GAS MBDLE407 B 01 S 22 | 641.2
13023735 | GAS VALVE MB-DLE412 B01 S22 RP1"1/4 | 1157.6
13023736 | PRESOSTATO GAS GW 10 A 5/1 | 220.9
13023746 | CONTACTOR K2-12 A10X018 | 145.977
13023752 | ELECTRICAL HOLDER 221X120X83 | 53.6782
13023773 | ELBOW SO 2021-4 | 41.2
13023775 | AIR FLAP | 77.2
13023776 | FORWARD INSULATION | 58.9
13023781 | SETTING RING D93/92X14 | 96.3
13023794 | FLAME TUBE D430/380 L150 | 1017.9
13023795 | BAFFLE PLATE D310/100 30SL R | 649.0805
13023797 | ELECTRICAL CONNECTION KIT | 221.746
14010253 | O2 SENSOR BCS 250°C | 4556
14010418 | MOUNTING KIT O2 PROBE 40 FOR BCS | 874.6
14028667 | HOLDER DISPLAY ETAMATIC-OEM | 293.2
63211180 | BAFFLE PLATE D168/75 | 322.4138
63212697 | LEVER MODULATION CAM | 321.4
63213183 | SPECIAL SCREW ELCO M5 X 20,6 | 20.9552
64201732 | GAS VALVE GB-WND 055 | 236
64211221 | RELAY FIN 4RT 55.34.8230 | 47.7
64280407 | AIR PRESS.SWITCH LGW 3 A4 0,4-3MB | 134.9
64401601 | GAS PRESS.SWITCH DG 50 B-3 2,5-50MB | 117.4
65000150 | CONTROL UNIT TCH 151.04Pos V. 90s | 256.6
65000152 | CONTROL UNIT TCH 161.03QS 30s+Perm V. | 256.6
65000153 | CONTROL UNIT TCH 161.04QS 60s+Perm V. | 256.6
65000155 | CONTROL UNIT TCH 161.06Pre V. 300s | 256.6
65000156 | CONTROL UNIT TCH 161.07Pre V. 600s | 256.6
65000158 | CONTROL UNIT TCG 151.03TC+Post V. 90s | 256.6
65000161 | CONTROL UNIT TCG 161.05TC+QS 60s+Perm V. | 256.6
65000163 | CONTROL UNIT TCG 161.08TC+Pre V. 300s | 256.6
65000164 | CONTROL UNIT TCG 161.09TC+Pre V. 600s | 256.6
65001896 | AIR PRESS.SWITCH LGW 10 A1P 1-10MB | 66.6
65001901 | AIR PRESS.SWITCH LGW 10 A1 1-10MB | 144.8
65001902 | AIR PRESS.SWITCH LGW 3 A1 0,4-3MBADJU. | 121.1
65021660 | RELAY TF 834.3 | 191.9
65070019 | HEATER | 966.3057
65070046 | GAS VALVE VR8605 VA1005 B | 233
65070188 | PRESSURE PLUG | 5.3
65070234 | GASKET/BURN.FLANGE 151X122X4 D92 5DRIL. | 21.8
65070235 | EXPANSION VESSEL | 122.2
65070236 | EXPANSION VESSEL (D.H.W.) | 151.5
65070247 | PROTECTION | 16.1
65070249 | AIR BOX 110X79X54 D70 | 56.3218
65070251 | AIR RECYCLING FOR HOUS.D.100 PLASTIC AZZUR/INS | 32.6
65070252 | SWIRLER D57/14 10SL H12 50° | 28.4
65070255 | IONISATION PROBE D8X120 D3X55 30° L 370 | 77.4713
65070256 | IGNITION ELECT.D8X120d4 D3X15/17 45°/96° | 40.4
65070264 | IGNITION CABLE D4/D4 L210 | 6.5
65070267 | MOTOR PLATE 50-75W W.O. SQUARE | 19.4
65070269 | GASKET/MOTOR PLATE 10/10 | 11.2
65070270 | GASKET/AZUR SERENA | 10.7
65070271 | GASKET/AZUR SERENA D105X105X65 | 14.7
65070274 | O-RING D83X3 | 15.0575
65070276 | GASKET/BURN.FLANGE 151X122X4 D92 2DRIL. | 15.5
65070279 | GASKET/BURNER FLANGE 140X128X5 D97 | 21.1
65070280 | UNION GAS VALVE | 34.4
65070282 | COVER TERMINAL | 3.908
65070283 | HOLDER PRESSURE SWITCH / IGNITION TRANSFO | 60.7
65070285 | HOLDER INF. ELECTRODE | 13
65070286 | HOLDER ELECTRODE | 12.5
65070287 | GASKET/HEATER D19X1,5 | 6.4
65070288 | DIAPHRAGM D18,5/8X2 | 18.8
65070289 | DIAPHRAGM D18,5/6,5X2 LPG | 18.8
65070291 | TUBE | 29.2
65070292 | TUBE GAS VALVE/BURNER | 55.5
65070293 | TUBE OF PREMIXTURE | 173.4
65070294 | TUBE OF PREMIXTURE | 173.4
65070296 | CAPACITOR 2µF | 28.3
65070297 | CAPACITOR 3,5µF | 28.3
65070352 | LOCK NUT DA 1/2 GAS | 10.892
65070355 | THERMOSTAT CAP.L1500 0-90°SCREWD. ADJUST | 19.6
65070408 | SWITCH O/I (OFF/ON) | 23.4
65070492 | SLEEVE M-M 3/4" ART. 2102011 | 8.6
65070513 | THERMOSTAT RESET | 32
65070520 | SLEEVE PROBE | 46.1
65070547 | NIPPLE | 9.8851
65070548 | OIL HOSE TN 6X700 3/8 G/BIS 1/4"K | 11.3
65070549 | OIL FILTER 3/8 70451/006AGE VITON | 40.9
65070574 | SLEEVE M-M 1"1/4 (Fig.280) | 8.8506
65070635 | WIELAND PLUG 6 P | 8.1
65070637 | OIL FILTER 1/4" ART.70452-006PG | 39.4
65070638 | WIELAND SOCKET 6P | 13.3
65070641 | WIELAND SOCKET 5 P ASS. | 21.9
65070644 | CAP PROTECTION IGNITION ELECTRODE D8 | 19.3
65070645 | FUSE | 19.3
65070648 | SOCKET FLAME SEEING | 3.7
65070671 | THERMOSTAT CAP.L=3000 0-90° HANDLE ADJUST | 44.5
65070687 | FIRING HEAD MINOR 1 INSTANT ITALIA | 163.9
65070690 | FIRING HEAD | 227.6655
65070712 | OIL HOSE PARIGI NW 4 CFc 1/4" CFc 1/4" 1 | 23.7931
65070718 | WIELAND SOCKET 7 P. | 11.9671
65070862 | SELECTOR SUMMER/WINTER (CPR ED SP/A) | 28.9
65070872 | RELAY | 38
65070900 | FILTER ANTIPARASITIC 250V 2X1mH-0,1µF | 30.2299
65070908 | IGNITION TRANSFO. TRE820 2X4 230V L380 | 73.1
65070953 | MINICONTACTOR AEG LS05.10 E-Nr 910-303- | 41.6
65070987 | IGNITION TRANSFO. TRE820 1X8 230V L520 | 91.6
65071034 | TAP OF CHARGE | 12.6
65071038 | GAS VALVE SIT-822 NOVAMIX | 371.6
65071105 | WIELAND SOCKET 4P COVER GREEN | 8.6207
65071122 | THERMOSTAT CAP.L=3000 0-120° HANDLE ADJUST | 31.3
65071184 | TIME PROGR. FM/1 DEGI 42 | 174.7126
65071195 | WATER SENSOR/ECONOMETER TERCAL L3000 | 44.5
65071204 | DIAPHRAGM+MAGNET/PRESS.MUT SFP | 96.3
65071430 | SWIRLER MULTIPLO L98X7 INSTANT | 63.3
65071658 | THERMOSTAT CAP.L3000 LS1 100° MANUAL RESET | 34.7
65073720 | ADAPTER KF 8853 LFI 7.33/LGB21-22 | 264
65073723 | ADAPTER VPS 504 85X30 | 58.6207
65073724 | ROD HOLDER BUTTERFLY AIR FLAP | 19.8851
65073728 | CONTROL UNIT M 300 Tv30 | 344.5
65073729 | CONTROL UNIT MF2 Tv30 220/50 | 481.489
65073730 | CONTROL UNIT SM 352 Tv10 | 254.3
65073742 | CONTROL UNIT LMO 44.255 C2 230/50 | 228.5
65073743 | CONTROL UNIT DLG 976 MOD01 | 240.8394
65073744 | CONTROL UNIT DMG 972 MOD 01 | 269.6552
65073749 | ROD NEEDLE LONG L 396 GROUP HEAVY OIL | 11.2644
65073750 | HOLDER | 36.3
65073753 | ROD HOLDER HEAD POLIC.HEX.7X215+DUCT | 36.8
65073765 | FLAME TUBE D168/180 L430HOUS.d260 | 237.3
65073770 | COIL BRA E7 220V 50H | 42.3
65073771 | COIL BRA EG12S-SR 230V | 108.2
65073772 | COIL M&M 18VA 77AN 230V | 44.7
65073774 | COIL THE TK25 BE7D | 61.1
65073785 | COIL DUN N° 200 MVD207-510 | 555.7471
65073789 | COIL DUN N° 35.1 MBZDRLE D1"1/2-2" | 1029.8
65073795 | COIL PAR XT09 230V 50H | 27.5862
65073796 | COIL PAR ZB14 30406 230V 50/60H | 36.3
65073799 | COIL SIT TAMDEM 967129 220V | 79.9138
65073800 | FLAME TUBE D89/68 L220 | 149.5276
65073802 | FLAME TUBE D102/108/95 L173 | 86.7816
65073803 | FLAME TUBE D89/76 L111 | 62.4
65073804 | FLAME TUBE D89/80/89 L123 | 49.1954
65073806 | FLAME TUBE D89 L158 | 92.9
65073808 | FLAME TUBE D89/80/89 L183 | 135.7
65073811 | FLAME TUBE D108/130 L200HOUS.d180 | 166.5
65073812 | FLAME TUBE D108 L200HOUS.d180 | 71.4943
65073814 | FLAME TUBE D138 L345HOUS.d180 | 126.4
65073815 | FLAME TUBE D139/160/137 L425HOUS.d180/260 | 207.7
65073816 | FLAME TUBE D139 L325HOUS.d260 | 186.4
65073817 | FLAME TUBE D139/160 L210HOUS.d260 | 174.7126
65073818 | FLAME TUBE D168 L150HOUS.d260 | 196.6
65073819 | FLAME TUBE D139/160 L370HOUS.d260 | 153.5632
65073821 | FLAME TUBE D168 L290HOUS.d260 | 201.6
65073823 | FLAME TUBE D219 L605HOUS.d280 | 615.5172
65073824 | FLAME TUBE D89/73 L120 | 47.8299
65073827 | FLAME TUBE D89/80/67 L170 | 88.1
65073828 | FLAME TUBE D89 L114 SILEN.TYP1 | 102.8
65073832 | FLAME TUBE D89 L98 SILEN.TYP1 | 73.908
65073834 | FLAME TUBE D108/96/112 L205 | 189.5
65073835 | FLAME TUBE D108/96/112 L305 | 279.5
65073836 | FLAME TUBE D89/80 L130 | 72.3
65073840 | FLAME TUBE D89/68 L120 | 80.7
65073841 | FLAME TUBE D89 L168 | 53.4
65073843 | FLAME TUBE D89/79 L120 | 135.7
65073844 | FLAME TUBE D89/68 L220 | 158.9
65073845 | FLAME TUBE D108 L23HOUS.d180+CUP | 116.3
65073846 | FLAME TUBE D108/130 L300HOUS.d180 | 166.5
65073847 | FLAME TUBE D108 L300HOUS.d180 | 83.2184
65073848 | FLAME TUBE D89/79 L111 SP20/10 | 61.1
65073850 | FLAME TUBE D89/79 L111 | 38.7356
65073852 | FLAME TUBE D216/270/240 L606 | 404.4828
65073853 | FLAME TUBE D89/98 L177 | 118.1
65073854 | FLAME TUBE D216 L365 | 317.7
65073862 | FLAME CUP D173/161 L135 | 96
65073863 | FLAME CUP D225/207 L165 | 217.6
65073865 | FLAME CUP D217/270/240 L260 | 582.6437
65073867 | COVER 408X235X203 ELECTRIC DEVICE | 154.3
65073869 | AIR BOX D118/70X135+COVER | 96.092
65073870 | AIR BOX 157X197X130 | 164.5
65073871 | AIR BOX 192X209X110 D160 | 36.8
65073872 | AIR FLAP SNORKEL | 36.8
65073880 | CABLE SOL.VALVE+PLUG 3P 3X0,75 L1000 | 12.7
65073881 | CABLE SOL.VALVE+PLUG 3P 3X0,75 L600 | 10.9
65073882 | IGNITION CABLE D4/D4 L300 | 7.2414
65073884 | IGNITION CABLE D4/D4 L400 | 7.8
65073885 | IGNITION CABLE D4/D4 L450 | 7.8
65073887 | CABLE SOL.VALVE+2 PLUG V1+V2 | 111.0345
65073889 | IONISATION CABLE D4,7/D4 L290 | 13.1
65073890 | IONISATION CABLE D4,7/D4 L465 | 12.4138
65073891 | IONISATION CABLE D4,7 L580 | 12.4138
65073892 | IGNITION CABLE D7/D7F3 L1100 | 11.2
65073893 | IONISATION CABLE D7 F3/D7 L1420 | 10.3448
65073895 | IGNITION CABLE D7/D7 L1800 | 12.9885
65073903 | LOAD CONTROLLER RWF40 000 A97 | 826.5
65073905 | NOZZLE KEYS L 95 HEX.16 ZINC. | 8.9
65073906 | CIRCUIT RC 466890660 | 33.5632
65073908 | COVER | 25.8
65073909 | COVER | 46.7
65073911 | CAPACITOR 10µF | 25.4
65073916 | CAPACITOR 5µF | 38.7
65073918 | CAPACITOR 6µF | 42.1839
65073920 | CAPACITOR 8µF 250W | 42.1839
65073922 | CONNECTOR MPM Art. 183 09 G | 9.4
65073923 | CONNECTOR MPM Art. 183 09 N | 9.4
65073924 | CONNECTOR MPM Art. E153N0679119 67 CABLAT | 21.1
65073925 | CONNECTOR SIT SCREW+GASKET 836 COD.0.960 | 57.9
65073928 | CONTACTOR BF16.10 NA 220/230V | 131
65073929 | LOCK NUT CAR 116/9 | 2.7
65073930 | AIR RECYCLING+SURPRESSOR SERENA ECOSIL. | 23.5
65073931 | AIR RECYCLING HOUS.D100+SCOOP+BLADE | 23.6
65073932 | AIR RECYCLING HOUS.d180 W.O. BLADE | 26.1
65073933 | AIR RECYCLING FOR HOUS.d 125 PLASTIC (mod.`93 | 11
65073939 | COVER IN NYLON Sp.3mm.165.5x146 HOUS. | 27.2
65073940 | COVER PST COMPLETE WIRING WITH DRILLING C4/92 FUS | 52.4
65073941 | COVER ELECTRIC TERMINAL 63X41X26,5 | 4.023
65073944 | HOLDER NOZZLE ROD | 8.1
65073945 | HOLDER NOZZLE ROD | 20.3
65073949 | COVER FORATA HOUS.d125 . | 15.8
65073951 | COVER PVC DRILLED TYPE SNORKEL D 80X35 | 22.3
65073953 | AIR FLAP | 25.8
65073956 | BALL BEARING SIMEL 6202-2RS 15X3 5X11 | 17.9
65073959 | REDUCTION SLEEVE PVC PG21-PG16 | 20.3
65073960 | NUT NOZZLE CARRIER/GROUP HEAVY OIL HOUS.d 2 | 43.2
65073965 | SWIRLER D57/14 10SL H10 58° | 28.4
65073966 | BAFFLE PLATE D79,8/26X45 8SL | 71.1
65073969 | BAFFLE PLATE D85/26X40 8SL | 56.3218
65073971 | BAFFLE PLATE D127/40 12/24SL | 123.2184
65073972 | BAFFLE PLATE D65 6SL | 60.4
65073975 | BAFFLE PLATE D94/24 10SL | 49.1954
65073978 | BAFFLE PLATE D80/22 8SL | 36.2069
65073979 | BAFFLE PLATE D80/24X59 8SL | 22.3
65073980 | BAFFLE PLATE D80/24X59 4SL | 41.4368
65073982 | BAFFLE PLATE D80/24X59 4SL 2DRIL. | 31.2
65073984 | GAS NOZZLE INTERNAL CPL. TL HEAD MULT | 121.7057
65073990 | BAFFLE PLATE D84 FRONT | 17.8
65073994 | BAFFLE PLATE D137/50X12 18SL | 60.1
65073997 | BAFFLE PLATE D115/65 24SL FRONT 3DRIL. | 61.8
65074001 | BAFFLE PLATE D120/90 21SL REAR | 17.8161
65074002 | BAFFLE PLATE D130/90 21SL REAR | 18.7356
65074004 | BAFFLE PLATE D170/90 21SL REAR | 55.8
65074005 | SWIRLER D70/18,5X10 REAR 11DRIL. | 19
65074007 | SWIRLER D70/18,5 REAR 8DRIL. | 19
65074008 | SWIRLER D84/44,5 REAR | 21.2
65074012 | KIT TIGHTNESS CONTROL DUNGS VPS 504 | 539.2701
65074020 | SOLEN. VALVE BRA E7/L G1/8" F/F | 49.4
65074022 | SOLEN. VALVE M&M SD363CVG20 G1/4" 3WAY | 117.0115
65074025 | SOLEN. VALVE PAR VE131 ING1/8" | 58.8
65074027 | SOLEN. VALVE SIR L159C3 G1/4" X3N | 206.2069
65074030 | IONISATION PROBE D8X120 D3X55 42° L 250 Flange | 54.2
65074037 | IGNITION ELECTRODE D8X60 d4/6,4D1,65X32 | 20.7
65074041 | IGNITION ELECT.D8X60 d4 SP60 STRAIGHT | 23.7
65074044 | IONISATION PROBE D8X60 d4 D2,6X60 Flange | 23.1
65074063 | IGNITION ELECT.D8X120 d4 D3X55 42°FLANGE | 35.3
65074066 | IGNITION ELECTRODE D8X100 d4 D2X80 | 14.1
65074083 | COMBUSTION ADJUST HEAD | 73.908
65074084 | COMBUSTION ADJUST HEAD | 73.908
65074085 | WAISTBAND L396,5X40/SETTING AIR | 19.3
65074086 | RUBBER FUNNEL AGK66 | 3.7
65074090 | FILTER 81 X 84 | 39.0805
65074093 | OIL FILTER INTERNAL PUMP AL35-AS47 | 24.5977
65074097 | FILTER/HEAVY OIL ATT. 1 x1 7010 1 SMALL | 124.5
65074099 | FILTER/PUMP E4-E6-E7 134433 SUNTEC | 97.554
65074100 | FILTER/HEATER 17,5X227 OIL.IDR .35 | 79.8
65074101 | FILTER/HEATER 17,5X278 OIL.IDR .50-80 | 126.5
65074102 | FILTER/HEATER 17,5X380 OIL.IDR .130-200- | 126.5
65074107 | FLANGE ELBOW 90° RP1/2" | 16.2069
65074108 | GASKET/FLANGE 235X235X4 D195 | 19.2
65074109 | ELBOW WITH SQUARE FLANGE | 18.2759
65074110 | FLANGE RP1"1/2 W. PRES. PLUG | 49.5
65074113 | MOTOR PLATE SIMEL 50/75W | 7.5862
65074114 | BURNER FLANGE D92 HOUS.D100 | 26.9
65074116 | BURNER FLANGE D92 HOUS.D125 | 27.0115
65074117 | GASKET/BURNER FLANGE 202X160X6 D109 | 8.6207
65074118 | GASKET/BURNER FLANGE 202X160X6 D127 | 11.7
65074119 | GASKET/BURN.FLANGE 151X122X4 D92 4DRIL. | 5.6
65074123 | GASKET/BURN.FLANGE 177X144X4 D92 2DRIL. | 9.4
65074124 | GASKET/BURN.FLANGE 177X144X4 D92 4DRIL. | 8.8506
65074126 | GASKET/BURNER FLANGE 178X153X5 D116 | 20.3
65074127 | GASKET/BURNER FLANGE 180X145X8 D90 | 8.3908
65074128 | GASKET/BURNER FLANGE 211X165X4 D125 | 10.5747
65074129 | GASKET/BURNER FLANGE 211X165X4 D145 | 12.7
65074130 | GASKET/BURNER FLANGE 235X235X10 D173 | 20.3
65074132 | GASKET/BURNER FLANGE 235X235X8 D165 | 11.4943
65074133 | GASKET/BURNER FLANGE 235X235X8 D173 | 9.6552
65074136 | GASKET/BURNER FLANGE 300X300X8 D225 | 21.2
65074140 | GASKET/BURNER FLANGE 187X137X5 D105 | 9
65074145 | PHOTOCELL FC 7/A+CLAMP BLU | 43.2
65074148 | PHOTOCELL FC 7/R L1200 RED | 37.8
65074149 | PHOTOCELL UV1 D22 | 240.1149
65074150 | PHOTOCELL QRA 2 | 210.1149
65074152 | PHOTOCELL QRB 1A A050B70A1 L380 | 51.2
65074153 | PHOTOCELL QRB 1A A050B70A2 BLACK | 31.1
65074156 | PHOTOCELL QRB 1B A050B70A2 RED | 51.2
65074161 | HOUSING 125 MINOR 4-8-12 ITALIA(Grezzo)C | 149.054
65074162 | HOUSING 125 MINOR 4-8-12 ITALIA(RED) | 122.2977
65074163 | HOUSING FORATA D.100 M.1 AZZ.-INST. ITAL | 83.3471
65074165 | FLOAT C R F OF ABORETTI AQUAMATIC | 24.9425
65074167 | COUPLING D48/24/8,5 FAN WHEEL D300X125 | 63.3333
65074170 | COUPLING D14,5/11X22 PUMP/MOTOR | 14.1
65074171 | COUPLING PUMP/MOTOR MAIOR P35-45 | 13.1034
65074172 | CONDENSADOR | 4.4
65074177 | ELBOW M-F RP1"1/2 (Fig.92) | 17.7586
65074178 | GROUP STAB. FILTER DA 1 1/2 FSDC 40 MARK | 220.4437
65074181 | GROUP STAB. FILTER DA 3 FSDC 80 MARK CE | 1143.1034
65074183 | GROUP NEEDLE OILFLAM (30/400) 2F TC,(50-80- | 131.1
65074186 | GROUP CPL. PLUG AIR FUS260 | 91.8391
65074188 | GROUP CROSSPIECE HOUS.d100 MINOR 1 R TC SI | 129.3103
65074189 | GROUP CROSSPIECE HOUS.d100 MINOR 1 TC INSE | 45.7
65074197 | NOZZLE CARRIER | 43.1034
65074198 | NOZZLE CARRIER | 44.9
65074199 | GROUP BAFFLE PLATE T.MULTIGAS DRILLING D6 AZUR | 116
65074202 | GROUP BAFFLE PLATE FOR HEAD SERENA 1-2-3 ECO | 261.6
65074203 | GROUP BAFFLE PLATE FOR HEAD SERENA 4 ECOSILE | 116
65074211 | GROUP INTERNAL T.MULTIGAS TC AZUR 40 SER | 111.9
65074216 | GROUP NIPPLE DISCHARGE HEAVY OIL OILFLAM 50-8 | 79.4
65074223 | FIRING HEAD AZUR 0/30 TC POLI COMB. OMO | 316.5517
65074227 | FIRING HEAD AZUR 60 TC POLICO MB.-SER.5 | 329.3
65074230 | FIRING HEAD BLU 120 TC POLIC OMB.OMOLOG | 329.3
65074232 | FIRING HEAD BLU 350 TL HOUS.d 180 HEAD | 434.6
65074237 | FIRING HEAD MAX 12 TL | 208.4
65074239 | FIRING HEAD MINOR 1 TC HOUS.d 100 | 205.1724
65074241 | FIRING HEAD MINOR 12 J 80 HOUS.d 125 | 205.2897
65074243 | FIRING HEAD MINOR 4 R TC B-C.1500 | 205.2897
65074245 | FIRING HEAD MINOR 8 FARM 70/B | 205.2897
65074246 | FIRING HEAD MINOR 8 TL RISC. HOUS.d 125 | 280.2299
65074250 | FIRING HEAD OILFLAM 50.1-80.1-120.1 TC | 1125.2874
65074252 | FIRING HEAD/BURNER AZZ.-IN STANT LPG | 371.8655
65074253 | FIRING HEAD/BURNER AZZURRA/IN STANT GAS | 185.2874
65074259 | SLEEVE N.4 CABLE 2 NERI - 2 BLU FASTON | 18.1138
65074260 | SLEEVE N.4 CABLE BLACK-RED-BLU-WHITE | 12.9885
65074261 | SLEEVE PVC D. 8 | 10.1149
65074262 | SLEEVE SGI D.10 | 10.1149
65074264 | GASKET/HEATER D143/110X2 | 21
65074265 | GASKET/HEATER D169/135X2 | 24.9425
65074266 | GASKET/RESISTOR-HEATER D75/61X2 | 9.8
65074269 | GASKET/PUMP DELTA NEW TYPE | 6.5
65074270 | GASKET ALUMINIUM D13,5X18X1,5 G1/4 | 1.4943
65074273 | GASKET/COVER-PUMP SUN A 991523 | 20
65074274 | GASKET/COVER-PUMP SUN A 991524 | 20
65074277 | GASKET/BURNER FLANGE 380X380X8 D290 | 41.2
65074278 | O-RING 106 D6,75X1,78 VITON | 6.4
65074286 | O-RING 4412 D104,37X3,53 | 6.2747
65074289 | GASKET/PLATE ELECT. 28X19 OBLONG 7,5X5,5 | 6.7
65074291 | GASKET/HOLDER-ELECT. 22X14X1 D8,5+D4,5 | 6.092
65074293 | GAS NOZZLE NATURAL GAS G20-25 BLU170 250/ECO | 86.2069
65074295 | KIT TIGHTNESS CONTROL DUNGS VPS 504 | 716.4
65074296 | KIT GASKET IN VITON FOR PUMP SUNTEC SERIE AS c | 63.7931
65074299 | ELASTIC BAND 20X205X0,5/CAM R 11 | 16.2069
65074300 | LENTE 9A1 Elettrospring D=10 ORANGE | 7.1264
65074301 | LENTE 9A1 Elettrospring D=10 RED | 7.1264
65074303 | MAGNET ART.144/180 VCC INT. ERM.100 | 169.9
65074306 | JACK GRANDE FOR HEAVY OIL | 104.9
65074307 | MICROINT.CROUZET 83133002 IW2 LEVER 54E R | 53.9
65074309 | CONTACTOR BG0910A 230/50-60H | 80.8
65074313 | WIELAND PLUG 4P BLACK COVER | 10.6897
65074316 | WIELAND PLUG 7 P | 10.3448
65074319 | TERMINAL STRIP MAMMUT 8 P. M OK434/08 FV | 34.5
65074326 | MOTOR 0,1KW230V D12,7 N3 | 165.6
65074333 | MOTOR 0,05KW230V D12,7 M42/2066-32 | 176.1
65074346 | MOTOR 0,55KW230V D12,7 M CD13/30 | 323.9
65074358 | ACTUATOR SQM 50.381 A2 15S | 1218.8
65074361 | ACTUATOR SQN 30.121 A2 4,5S | 492.4138
65074362 | ACTUATOR SQN 30.151 A2 4,5S | 341.9
65074363 | ACTUATOR SQN 30.251 A2700 12S | 323.5632
65074364 | ACTUATOR SQN 31.401 A2 30S | 498.2759
65074367 | ACTUATOR SQN 70.244 A20 4,5S | 411.5
65074370 | ACTUATOR UGV MT.4002 B2024 | 1202.2
65074371 | ACTUATOR UGV MT.4002 B1016 | 453.5552
65074372 | ACTUATOR UGV MT.4003 C1013 | 919.3046
65074376 | COMB.HEAD ADJUSTMENT | 19
65074377 | CORE NBR/SOLEN. VALVE. M&M ART. 83053200B | 22.2989
65074378 | NOSE CONE TYPE 1310-4 . | 1.954
65074380 | O-RING D100/96X2/4,5 | 14.023
65074381 | PANEL INSTRUMENT CARRIER CASING C4S Blu PR SER | 25.7471
65074386 | DISK D18.5/4.4X2 NYLON | 16.4
65074387 | DISK | 17.7586
65074388 | DISK/VERSION NATURAL GAS D18.5 D1 | 3.7931
65074391 | SPINDLE / PIPE D5X40 | 1.3793
65074392 | SPINDLE / PIPE D6X40 | 6.3
65074394 | PLATE/LEAK. CONTROL VPS 504 75x70X2 | 91.2644
65074396 | PLATE ADJUSTMENT AIR EST.HOUS.d12 5/180 (+ | 12.6
65074398 | PLATE ADJUSTMENT AIR INT.HOUS.d 1 25 WITH FE | 12.6
65074400 | OIL PUMP BFP 11 R3 071N0145 | 130.3
65074402 | OIL PUMP VM 1 RL1-1/4 2PLF84230 | 190.0172
65074410 | OIL PUMP AN 77 A 72552P | 181.2644
65074414 | OIL PUMP AS 67 B 74493P0500 | 189.5
65074415 | OIL PUMP AT2V 45 A+C95472P0500 | 192.6
65074420 | OIL PUMP E6 NC 1069P HT | 573.8
65074422 | OIL PUMP TA 2C 40105 | 1662.069
65074426 | FUSEHOLDER OF PAN.TYPE FH42 | 18.6
65074427 | NOZZLE CARRIER SQUAREE MAIOR TYPE *96 | 67.1264
65074428 | NOZZLE CARRIER | 30.1
65074429 | CAM GAS CPL. | 239.5
65074430 | NOZZLE CARRIER FPHB 3 DANFOSS | 107.6
65074432 | HEATER HOUSING D100-125 | 17.4713
65074433 | AIR PRESSURE PLUG G1/8 CL ART.2601 D8/4 | 3.1034
65074434 | AIR PRESSURE PLUG G1/8+TUBE D6 L20 | 4.8
65074435 | PRESSURE PLUG DA 1/8 | 11.9
65074436 | PRESSURE PLUG M5 L 23 ART. 2601 4,5 | 4.7356
65074438 | RUBER FUNNEL D4 / IGNIT. CABLE D7 VIEMME art.02 | 7.6
65074439 | CABLE GLAND TYPE CAR 107/Z PG9/ACTUATOR | 31.3793
65074440 | STOPPER WIREDRAW CAR 108/PG 9 . | 7.0115
65074445 | AIR PRESS.SWITCH GW 3 A4 0,4-3MB | 99.8
65074449 | PRESOSTATO AIRE LGW10A2P 1-10 MBAR | 80.7
65074454 | GAS PRESS.SWITCH GW 50 A2 2,5-50MB | 222.2
65074457 | GAS PRESS.SWITCH SIT 360.002 | 80.7
65074459 | PROTECTION UP AIR BOX165x137 FU | 44.023
65074462 | UNION GASTRAIN NIPPLE 1 1/2-1 1/2 | 78.5057
65074468 | UNION WITH SLEEVE 1/2X270 | 52.7
65074469 | UNION WITH 3 SLEEVES M24 L 100 | 74.3678
65074471 | UNION CL ART. 1050 1/8 SOLO BODY CSE | 17.6
65074474 | UNION CL ART. 1303 1/8-4 | 3.9
65074476 | UNION CL ART. 2020 1/2 | 28.4
65074479 | UNION CL ART. 2520 1/8-1/8 WITH SEAT p | 4.4828
65074481 | UNION CL ART.1020 1/8 SOLO BODY SEAT | 10.9195
65074482 | STRAIGHT UNION HEAVY OIL 12L-1/4 cod. 1101 | 19
65074485 | SUPPLY RECTIFIER AC/DC 220/50 SYEN | 68.5
65074486 | CONTROLLER OF PRESSURE IN BRASS OILFLA | 21.9
65074491 | THERMIC RELAY AEG 3-4,7A E-Nr-910-343-11 | 82.3
65074492 | THERMIC RELAY LOVATO RF25 14-23 A | 116.4966
65074493 | THERMIC RELAY LOVATO RF9 1,4-2 ,3A 2V3 | 109.2
65074494 | THERMIC RELAY LOVATO RF9 2-3,3 A | 109.2
65074495 | THERMIC RELAY LOVATO RF9 3-5A | 109.2
65074497 | RESISTOR 3X1000(A=3X450-B=3X550 )3000W. 2 | 616.6
65074498 | RESISTOR 3X1550(A=3X750-B=3X800 )4650W. 2 | 607.3563
65074500 | RESISTOR 3X2350(A=3X1000-B=3X1350)7050W | 824.2529
65074502 | RESISTOR 3X3500(A=3X1500-B=3X2000)10500W | 824.2529
65074504 | RESISTOR 8X60 W100 230V INOX | 27.8218
65074509 | RIVET RICHCO SR-5085-BK FOR CASING C4 | 15.8644
65074513 | WASHER COPPER D 19X18.5X1 | 16.5747
65074515 | WASHER COPPER D 24,5X29,5X1,5 | 17.7
65074516 | WASHER COPPER D 24X30X2 | 17.7
65074520 | TANK HEATER D139.7X335 OILFLAM 30 FIN | 384.2529
65074521 | TANK HEATER D139.7X410 OILFLAM 50 FIN | 765.7145
65074523 | TANK HEATER D168.3X610 OILFLAM 120 FI | 609.6552
65074524 | TANK HEATER INF. D168.3X610 OILFLAM 3 | 601.1494
65074529 | AIR FLAP | 46.6
65074530 | AIR ADJUST OUT SNORKEL | 23.4
65074531 | AIR FLAP ALU.EN ASP. (MINOR 4-5-8 Germ | 5.3276
65074546 | INSULATION/COVER HOUS.d 100/IGNITION TRANSFO.PIC | 12.5
65074552 | CORE+ COIL/SOLEN. VALVE PUMP SUNTEC AS | 106.2069
65074555 | CORE/SOLEN. VALVE PUMP SUNTEC AL35 9526 | 112.5287
65074556 | CORE/SOLEN. VALVE P.SUNTEC AS47-67-AT2 | 88.7356
65074562 | CABLE GLAND TYPE CAR 106/PG 9 | 8.8
65074565 | STOPPER PVC FOR AIR PLUG | 2.5287
65074569 | STOPPER ON HEATER D17X 1/4" HEAVY OIL | 19.6
65074572 | THERMOMETER IMIT 0-200 cap.L2000+ CLAMP | 29.3
65074574 | FIRING HEAD ALUMINIUM LPG/SERENA 1 -2-3 1-2F | 81.0977
65074577 | IGNITION TRANSFO. T8 2X13 220V L1300 50H | 217.6
65074586 | TUBE VIPLA/PLUG AIR EST .d7 INT.d | 15.6322
65074587 | OIL HOSE NW 4X1000 A 1/4" GBIS 1/4" | 28.4
65074590 | OIL HOSE PARIGI NW 4 CFc 1/4" Fc 3/8 10 | 24.3
65074592 | OIL HOSE TN 10X1200 3/8 G/BIS 3/8 A | 18.5057
65074595 | OIL HOSE TN 25X1500 1 G/BIS 1 A | 58.3
65074596 | OIL HOSE TN 6X1000 3/8 G/BIS 1/4" K | 26.7
65074603 | TUBE PUMP /NOZZLE ROD D12 X 1 ZINGUE | 87.5862
65074604 | TUBE D4X1 MINOR 12 TL/CROSSPIECE | 14.7126
65074605 | TUBE D4X1 SHORT HEAD/CROSS. | 23.4483
65074607 | TUBE D4X1 L290/CROSSPIECE | 7.0115
65074608 | TUBE | 28.2
65074609 | TUBE PUMP /D6/KIT VPS DUNGS ON VALVE SV | 35.4
65074611 | TUBE HOLDER HEAD D14 L 112 AZUR ecosilen | 27.931
65074620 | TUBE/AIR BOX D8X110 HOUS.d | 12.7
65074733 | GAS VALVE EG12-S/GMO | 149.5276
65074740 | GAS VALVE MB-DLE412 B01 S50 RP1"1/4 | 825.3
65074744 | GAS VALVE MB-ZRDLE410 B01 S50 RP1" | 1112.2989
65074746 | GAS VALVE MV-D220/2 RP2" | 1140.9
65074748 | GAS VALVE SV507 RP3/4" | 305.977
65074757 | GAS VALVE TV4985A 1002B | 246.6
65074758 | GAS VALVE VK4125 V1013 | 351
65074759 | GAS VALVE VG15 LD31 RP1/2" | 374.4828
65074763 | GAS VALVE SIT836 TANDEM | 299.6
65074768 | FAN WHEEL D108 X50 D12,7 | 19.4253
65074770 | FAN WHEEL D120 X60 D12,7 | 23.2184
65074772 | FAN WHEEL D124 X60 D12,7 | 31.3
65074773 | FAN WHEEL D120 X40 D12,7 | 18.8
65074774 | FAN WHEEL D160 X52 D12,7 | 31.3793
65074775 | FAN WHEEL D160 X62 D12,7 | 33.908
65074776 | FAN WHEEL D180 X40 D12,7 | 55.0575
65074777 | FAN WHEEL D180 X50 D12,7 | 48.046
65074779 | FAN WHEEL D180 X60 D12,7 | 37.8
65074780 | FAN WHEEL D200 X74 D12,7 | 110.3402
65074783 | FAN WHEEL D220 X98 D19 | 88.7356
65074784 | FAN WHEEL D250 X50 D19 | 156.6
65074785 | FAN WHEEL D250 X84 D19 | 96.8966
65074786 | FAN WHEEL D260 X98 D19 | 159.4
65074788 | FAN WHEEL D120 X50 D12,7 | 24.3
65074790 | INSPECTION GLASS 59X21X3 RED | 20.1
65074792 | SCREEN CASING INLET AIR MAX | 2.9
65074793 | SCREWS FIXING INSPECTION GLASS | 27.4667
65074794 | SCREWS HEX.13 L16 / BAND ADJUST. AIR | 3.7
65074795 | SCREWS HEX.13 L23 / ADJUSTMENT AIR FLAP | 8.6
65074796 | SCREW ADJUSTMENT HEAD M8X45 HOUS. D180 | 18.2
65074797 | PLUG-IN BASE BRAHMA SR3-VE3.2-M300-G22-G33- | 35.3
65074799 | PLUG-IN BASE/CONTROL UNIT BRAHMA MF 2 | 24.9425
65074801 | PLUG-IN BASE/CONTROL UNIT LOA LGB-AGK11 | 27.3
65074816 | IGNIT. ELECT.D9,5X90 d4 D3X15 90°+FLANGE | 37.8
65074927 | ECONOMETER TERMOCAL | 406.6
65075072 | SENSOR FUMI/TERMOCAL L 3501 | 143.9
65075115 | ALIM. DUNGS / COIL 280-300-4 10 | 136.8
65075122 | CONTROL UNIT VE 3.2 Tv30 240/50 | 343.3
65075123 | CONTROL UNIT BHO 61.057H7032 Tv13 | 158.9
65075134 | KIT HEAD LONG A 2 FIAMME OILFLAM 3 | 304.2644
65075135 | KIT HEAD LONG A 3 FIAMME OILFLAM 4 | 204.5977
65075138 | ROD NEEDLE SHORT L 205/GROUP HEAVY OIL | 61.1
65075140 | ROD NEEDLE LONG L 270/GROUP HEAVY OIL | 61.9
65075141 | ROD HOLDER HEAD T.+T.L D10X66 BLU 500-7 | 25.7471
65075142 | ROD HOLDER HEAD TC D10X455 HOUS.280 GAS | 76.2069
65075143 | ROD HOLDER HEAD TL D10X355 MODULARIA-PR 3 | 75.0575
65075144 | ROD HOLDER HEAD TL.R 10X10X271 MAIOR P60 | 118.3908
65075145 | ROD HOLDER HEAD TL.R 10X10X278 MAIOR P45 | 93.7931
65075152 | FLAME TUBE D168/180 L275HOUS.d260 | 211.0345
65075174 | COIL BRA E7 18812 240V 50H | 42.8575
65075183 | COIL DUN N° 500 MVD2080 | 3385.7
65075198 | COIL PAR KT09 304639 230V 50H | 18.8
65075199 | COIL PAR ZH14 | 156.5
65075201 | FLAME TUBE D139 L298HOUS.d180 | 230.2
65075202 | FLAME TUBE D139 L355HOUS.d180 | 187.5862
65075203 | FLAME TUBE D139/160/147 L235HOUS.d180-260 | 167.7011
65075204 | FLAME TUBE D139 L395HOUS.d180/260 | 228.046
65075205 | FLAME TUBE D159/180 L210HOUS.d260 | 182.3
65075208 | FLAME TUBE D193 L331 | 232.1839
65075209 | FLAME TUBE D192/215/200 L345 | 251.6092
65075210 | FLAME TUBE D168 L440HOUS.d260 | 225.0575
65075211 | FLAME TUBE D168/190/170 L480HOUS.d260 | 228.6207
65075212 | FLAME TUBE D193 L481 | 271.954
65075214 | FLAME TUBE D274 L285HOUS.d320 | 510.1149
65075215 | FLAME TUBE D244 L585HOUS.d320 | 759.8851
65075217 | FLAME TUBE D219 L500 | 288.8506
65075219 | FLAME TUBE D89/80/67 L110 | 69.1954
65075222 | FLAME TUBE D89 L184 SILEN.TYP1 | 155.977
65075223 | FLAME TUBE D89/80 L187 | 73.5
65075224 | FLAME TUBE D102/112 L155 | 62.1839
65075225 | FLAME TUBE D102/112 L211 | 111.3793
65075226 | FLAME TUBE D139 L128HOUS.d180 | 219.1954
65075227 | FLAME TUBE D216/250/220 L400 | 426.3
65075228 | FLAME TUBE D240/230/290/260 L388 | 685.8621
65075229 | FLAME TUBE D270/320/290 L433 | 885.1724
65075230 | FLAME TUBE D240/230/290/260 L588 | 920.3448
65075231 | FLAME TUBE D240/270/320/290 L623 | 1183.908
65075232 | UNION ELBOW 3P.CHROM. ART.5200 RP1/2 | 44.4828
65075234 | STOP RING D12X20/ELECTRODE | 6.4368
65075235 | CENTRING RING D8,5/7X15/ELECTRODE | 6.6299
65075242 | CABLE SOL.VALVE PAR - SIR L1000 | 21.4287
65075243 | CABLE MOTOR+PLUG 3P 90° 3X0,75 L360 | 9.8
65075244 | CABLE MOTOR+PLUG 3P 3X0,75 L360 | 14.5
65075245 | CABLE IGNIT.TRANSFO+PLUG 3P 3X0,75 E820 | 10.3
65075247 | CABLE CONNECT BLU-ECOMAX L1750 | 38.2759
65075249 | IGNITION CABLE D7/D7 L290 | 9.7701
65075250 | IGNITION CABLE D7/D4 L630 | 10.4
65075272 | CONTACTOR BF25.00 220/230V 50 | 147.9
65075273 | CONTACTOR BF3800A230 | 212.8
65075278 | COVER OF PROTECTION RESISTOR | 176.4
65075279 | COVER OF PROTECTION/PRERISC .IDROFLAM | 46.054
65075280 | COVER PVC DRILLED TYPE SNORKEL D 70X35 | 21.2644
65075288 | BAFFLE PLATE D125/50X12 12SL | 53.908
65075290 | BAFFLE PLATE D80/26X40 8SL | 33.3
65075291 | BAFFLE PLATE D101/26X47 10SL | 29.3103
65075292 | BAFFLE PLATE D120/40 12/24SL | 108.3
65075294 | BAFFLE PLATE D142/52 15/48SL | 130.3
65075296 | BAFFLE PLATE D80/24X59 8SL 4 BUG. | 31.8391
65075298 | BAFFLE PLATE D213/80 24SL TK70 | 178.6207
65075299 | BAFFLE PLATE D115/60 12SL | 60.2299
65075300 | BAFFLE PLATE D165/50 24SL | 113.2184
65075301 | BAFFLE PLATE D200/50 24SL 18DRIL. | 115.0575
65075302 | BAFFLE PLATE D92/36 12SL | 24.3
65075303 | BAFFLE PLATE D90/44 12SL FRONT | 45.7
65075304 | BAFFLE PLATE D108/35 18SL 3DRIL. | 141.7241
65075306 | BAFFLE PLATE D200/80 24SL | 61.1494
65075307 | BAFFLE PLATE D210/80 24SL | 66.1805
65075308 | BAFFLE PLATE D230/80X20 24SL 18DRIL. | 203.3333
65075309 | BAFFLE PLATE D230/80 24SL 18DRIL. | 58.8506
65075310 | BAFFLE PLATE D158/90 21SL REAR | 43.8
65075311 | BAFFLE PLATE D70/19X10 3SL | 11.0345
65075312 | SWIRLER D70/18,5X10 REAR 8DRIL. | 24.023
65075313 | BAFFLE PLATE D92/70,5 21SL REAR | 15.6322
65075314 | BAFFLE PLATE D97/70,5 21SL REAR | 12.7586
65075315 | BAFFLE PLATE D95/70,5 21SL REAR | 19.8851
65075316 | TIGHTNESS CONTROL TC106 | 1614.1
65075318 | DISTRIBUTOR HEAD DISK D25X11 N^10 FO | 20.8
65075335 | IGNITION ELECTRODE D8X100 d6,4 D1,65 | 14.1
65075338 | WAISTBAND CONIC D101,5X190 SHORT HEAD | 135.4023
65075339 | WAISTBAND CONIC D101,5X290 LONG HEAD | 56.3218
65075340 | COMBUSTION ADJUST HEAD | 77.2
65075359 | FILTER ELEMENT MBDLE 403 | 81.9264
65075360 | OIL FILTER 1/4" ART.70452-006PG C/STA | 46.8828
65075363 | HEAVY OIL FILTER 1 X1 300µm Mod.70501/03 | 332.2
65075368 | FLANGE D75X2,5 FRONT DISK HEAD | 15.5172
65075370 | FLANGE D144/109/61X25 RIDUCER HEATER | 161.8391
65075372 | GASKET/BURNER FLANGE 170X145X4 D105 | 7.2
65075375 | GASKET/BURNER FLANGE 178X138X8 D90 | 17.1
65075376 | GASKET/BURNER FLANGE 300X300X10 D225 | 31.954
65075377 | GASKET/BURNER FLANGE 178X163X3 D114 | 18.7356
65075383 | COUPLING 02S ART. 38-101208 | 149.2
65075384 | COUPLING D65/53/14X57,5 | 123.1034
65075385 | COUPLING D65/38/12X25 FAN WHEEL | 236.7816
65075393 | GROUP BAFFLE PLATE BLU 120 T.MULTIGAS (DEW | 98.9
65075427 | GROUP RESISTANCE OILFLAM 50.1 230/400/5 | 703.4483
65075429 | FIRING HEAD AZUR 0 TC NATURAL GAS FUS D 100 (no | 316.5517
65075436 | FIRING HEAD AZUR 60 TL POLICO MB. OMOLO | 329.3
65075437 | FIRING HEAD AZUR 80-BLU 120 TC LPG HOUS. | 320.1149
65075443 | FIRING HEAD AZUR SERENA 4 1-2 F MET-LPG | 378.7
65075445 | FIRING HEAD BLU 120 TL POLICO MB. OMOLO | 316.5517
65075448 | FIRING HEAD BLU 170 TC LPG HOUS.d 180 | 449.0805
65075452 | FIRING HEAD BLU 170 TC Vers. 98 CE GN G | 445.5172
65075460 | FIRING HEAD BLU 1700.1-2000.1 TL F.d | 1143.1034
65075461 | FIRING HEAD BLU 250 TC LPG HOUS.d 180 | 449.0805
65075464 | FIRING HEAD BLU 250 TC Vers. 98 CE GN G | 460.1
65075472 | FIRING HEAD BLU 250 TL Vers. 98 CE LPG | 372.8736
65075473 | FIRING HEAD BLU 3000.1 TL MET F.d | 1424.1379
65075474 | FIRING HEAD BLU 3000-MODULAIR P300 TC F | 1429.8851
65075475 | FIRING HEAD BLU 3000-MODULAIR P300 TL F | 1429.8851
65075483 | FIRING HEAD BLU 500/R ECOMAX TL ADJUST | 411.4943
65075486 | FIRING HEAD BLU/MODULAIR1200-1400 GAS TC | 749.1954
65075487 | FIRING HEAD BLU/MODULAIR 1700 -2000 TC | 1429.8851
65075488 | FIRING HEAD BLU/MODULAIR 1700 2000 TL F | 2076.5747
65075491 | FIRING HEAD BLU/MODULAIR 500 NATURAL GAS TC CE | 609.6552
65075509 | FIRING HEAD MAIOR P15 TC | 205.1724
65075512 | FIRING HEAD MAIOR P 25 AB TL | 280.8
65075523 | FIRING HEAD MAIOR P150 TC.R HOUS.d280 | 367.7218
65075524 | FIRING HEAD MAIOR P150 TL.R HOUS.d280 | 367.7218
65075525 | FIRING HEAD MAIOR P200 TC.R HOUS.d280 | 367.7218
65075526 | FIRING HEAD MAIOR P200 TL.R HOUS.d280 | 367.7218
65075531 | FIRING HEAD MAX 4 TL | 213.9
65075535 | FIRING HEAD MINOR 1.1 TL R HOUS.d 100 | 234.4828
65075540 | FIRING HEAD MINOR 12.1 TL HOUS. D 125 | 205.1724
65075543 | FIRING HEAD MINOR 30 TC ITALIA+EXPORT | 205.1724
65075549 | FIRING HEAD MINOR 8.1 TC HOUS.d 125 | 205.1724
65075551 | FIRING HEAD MINOR 8 TL HOUS.d 125 | 213.9
65075563 | FIRING HEAD OILFLAM 20.1-30.1 TL HOUS.1 | 1041.8391
65075567 | FIRING HEAD OILFLAM 30 2F TC HOUS.181 | 1055.1724
65075570 | FIRING HEAD OILFLAM 50/R 1F ECOMAX HOUS. | 967.3
65075571 | FIRING HEAD OILFLAM 500.1 TL HOUS.381 | 2045.977
65075574 | FIRING HEAD OILFLAM 50.1-80.1-120.1 TL | 1252.9
65075586 | FIRING HEAD OILFLAM/IDROF.400 3F TL Fus | 1219.5402
65075589 | FIRING HEAD/BURNER SER.1-2 NAT.GAS 1F-2F | 275.5172
65075593 | FIRING HEAD/BURNER SER.3-4 2F OIL V | 292.1
65075597 | GASKET/GASTRAIN D142/89X3 DN80 | 23.4
65075601 | GASKET/GASTRAIN D73/55X2 | 3.4
65075604 | GASKET/CELL D45X25X1 D6 | 1.954
65075606 | GASKET/BURNER FLANGE 380X380X8 D250 | 35.0575
65075607 | GASKET/MOTOR PLATE 50X41/32X1 | 6.2069
65075609 | O-RING D62/HYDRAULIC JACK H.OIL VITON | 10
65075610 | UNIPOLAR SWITCH I-II 811607208 6 | 2.7
65075611 | KIT LEAK PART/PUMP E4NC -E6NC-E7N | 320.1149
65075612 | KIT GASKET IN VITON FOR PUMP SUNTEC SERIE AL c | 65.6322
65075614 | MANOMETER CEWAL R1/4 0-100 BAR art.91492 | 58.8506
65075621 | OIL JACK HOUS. D. 260-28 | 123.4
65075622 | JACK AQUAMATIC . | 168.9
65075623 | OIL JACK HOUS. D. 180 | 110.3448
65075675 | SPRING YELLOW/FSD 2 E631 | 21.3793
65075676 | SPRING RED/FSD 1 E1211 | 17.5862
65075677 | SPRING RED/FSD 2 E619 | 27.0115
65075679 | TERMINAL STRIP 4P. HOUS. D100-125 GAS | 6.2069
65075680 | TERMINAL STRIP 4P. HOUS. D100-125 OIL | 6.6
65075681 | TERMINAL STRIP 4 P HOUS. D180 1F | 6.6
65075682 | TERMINAL STRIP BK12 WEIDMULLER T. 1989.2 | 29.6
65075683 | TERMINAL STRIP BK6 WEIDMULLER T.1 953.2 | 15.0575
65075688 | MOTOR 7,5KW400V D38 B5 | 1041.9575
65075712 | MOTOR 0,55KW230/400V D12,7 T31/3011 | 344.5
65075734 | ACTUATOR LKS 210 P4 | 1088.3
65075739 | GAS NOZZLE D81/59X50 12 PERC. D4 | 62.4
65075741 | SLEEVE DRILLED FOR GROUP HEAVY OIL HOUS.d 260 | 14.3678
65075742 | SLEEVE NEEDLE HOLDER/GROUP HEAVY OIL | 24.5977
65075743 | INSPECTION GLASS TO WELD OILFAM 50-80- | 19.8851
65075757 | DISK/BURNER 33x33 D5 ALUMINIUM | 18.7356
65075758 | DISK/VERSION NATURAL GAS D15 D5,5 | 20.3448
65075761 | DISK D18.5/4X2 NYLON | 15.8621
65075764 | DISK/VERSION NATURAL GAS D18.5 D1 | 3.7931
65075765 | DISK/VERSION NATURAL GAS D18.5 D6 | 4.023
65075766 | DISK/VERSION NATURAL GAS D18.5 D9 | 6.5517
65075773 | OIL PUMP AJ6 AC 10002P | 232.2
65075779 | PRESSURE PLUG DA 1/4 | 23.7
65075784 | UNION/OIL HOSE TN 18X1200 F/3 3 /4X1/2 | 6.6667
65075786 | UNION HEAVY OIL TN94-12LR 1/4art.5102031 | 41
65075787 | UNION HEAVY OIL TN94-12LR G3/8 | 50.4598
65075791 | PRESSURE CONTROLLER BP KG.100 RG300 .10 | 1571.2644
65075797 | THERMIC RELAY AEG 1.35-2A-010E-Nr-910-343-10 | 70.5
65075799 | THERMIC RELAY AEG 4-6,3A B18K-063 | 104.1839
65075801 | THERMIC RELAY LOVATO RF25 4,5. 7,5A | 104.4
65075803 | THERMIC RELAY RF38 1400 V195 9-14 A | 104.1839
65075804 | THERMIC RELAY LOVATO RF9 4,5 - 7,5A | 109.2
65075805 | THERMIC RELAY LOVATO RF9 6-10A | 109.2
65075806 | THERMIC RELAY LOVATO RF95 20 - 33 Amp. | 174.6
65075814 | RESISTOR 3X3500(A=3X1500-B=3X2000)10500W | 824.2529
65075820 | WASHER FOR HEAVY OIL/GROUP FU | 8.1609
65075821 | WASHER/SOLEN. VALVE. M&M ART. 423101T00 | 8.1609
65075822 | WASHER COPPER D 27X21X1,5 coD.43204 | 7.0115
65075823 | TAP ESCL.MAN.FT 291 1/4"90 | 82.3
65075859 | WARNING LIGHT 28H2050178 RED D.9 | 17.931
65075860 | WARNING LIGHT 28H240040T ORANGE D.9 | 2.5287
65075871 | CORE/SOLEN. VALVE PUMP DANFOS S MS11 R3 | 75.0575
65075873 | CORE/COIL PARKER GM120.8 JB18 | 216.8966
65075874 | HOLDER NEEDLE ROD/COIL M&M L 30/GR | 29.1954
65075875 | HOLDER NEEDLE ROD/COIL MeM L 22/GR | 14.4437
65075882 | FIRING HEAD ALUMINIUM LPG/SERENA DRILLING D3.0 | 206.7816
65075883 | GAS HEAD SHORT BLU 500 (700 1000 NO CE) | 202
65075884 | GAS HEAD HOUS. D 125 NATURAL GAS AZUR 80-BLU | 207.7
65075885 | GAS HEAD HOUS. D 180 (12 Fer./Blu 250) | 194.5977
65075886 | GAS HEAD HOUS. D 180 TC. (L273 4 DRILLING D | 187.5862
65075888 | GAS HEAD D84/190 L 235+6 NOZZLE EXT. | 585.1
65075889 | GAS HEAD HOUS.d 320 WITH ANELL0 D 200 | 289.7701
65075890 | GAS HEAD HOUS.d 320 WITH ANELLO D 230 | 422.6437
65075892 | GAS HEAD LONG BLU 500 CPL | 263.7931
65075895 | IGNITION TRANSFO. T8 2X13 220V L1300 60H | 208.7356
65075898 | IGNITION TRANSFO. 1020 CM 120V L1140 50H | 113.6782
65075907 | TUBE VIPLA/PLUG AIR EST .d9 INT.d | 18.1609
65075909 | OIL HOSE CARBO/TRECC 25X1500 1 | 147.5862
65075910 | OIL HOSE PARIGI NW 4 CFc 1/4" Fc 1/4" 10 | 28.2759
65075911 | OIL HOSE PARIGI NW 4 RO 14X1 4 Fc 3/8 | 40.9195
65075914 | OIL HOSE TN 18X1500 3/4G/BIS-3/4A P32 | 213.6782
65075917 | OIL HOSE TN 6X450 RAC A 1/4"RAC GBIS 1 | 26.2828
65075920 | TUBE HOLDER HEAD HOUSING D 260 BLU 500-700-10 | 201.6
65075921 | TUBE HOLDER HEAD HOUSING D 320 TL BAFFLE PLATE | 500
65075986 | VARISTOR VZ14 D471KSB D=14mm 300 V | 5.977
65076007 | FAN WHEEL D160 X50 D12,7 | 41.5
65076012 | FAN WHEEL D250 X84 D24WELDED | 159.4
65076018 | FAN WHEEL D320 X150 D38 | 223.6
65076020 | SCREW ADJUSTMENT FLYING HEAD D12X33.5 F | 9.4
65076021 | PLUG-IN BASE FIN art.90.22SMA / TIMER | 14.023
65076026 | PLUG-IN BASE/RELAY TYPE 9474SMA (R.5534) | 18.7356
65100897 | INSPECTION GLASS 26X26X3,3 | 18.5
65100930 | GASKET/INSPECTION GLASS 28X28X2 | 22.4
65100931 | GASKET/INSPECTION GLASS 50X30X2 | 22.4
65100937 | GASKET/BOILER 393X118X8,5 | 19.6
65100940 | CORNICE VIEW BOILER 50X30X4 | 15
65101732 | BOX CMP3-MCU HS MI/MFFI 3S | 283.5
65104997 | KEY HEX. DA 13-10/DADI ZINC. | 7.2
65105111 | COMBUSTION ADJUST HEAD | 77.2
65105113 | FIRING HEAD MAIOR P 25 AB TC HOUSING D180 | 293.3
65105114 | FIRING HEAD BLU 250 TC NATURAL GAS HOUS.D 180 | 453.6782
65105170 | AIR RECYCLING HOUSING D180+BLADE+DISCH. | 39.8851
65105200 | HOLDER AIR PRESSURE SWITCH | 46.3218
65105209 | AIR FLAP | 60.9195
65105210 | REDUCTION D60/CASING AIR 87X64 | 8
65105213 | IONISATION PROBE D8X61 d4 D3X28 90° | 11.1494
65105218 | O-RING 3081 D20,3X2,62 NBR | 1.1494
65105245 | PHOTOCELL MZ770 S | 48.4
65105266 | BAFFLE PLATE D70/24X40 10SL | 17.8
65105302 | FLAME TUBE D139 L365HOUS.d180 | 454.6511
65105324 | FLAME TUBE D125/110/125 L280 | 100.3
65105325 | IGNITION CABLE D4/D4 L500 | 8.9
65105329 | ACTUATOR SSB 61 | 443
65105388 | SLEEVE | 24.3
65105389 | HOUSING DRILLING D.100 M.1 SS2-SS90 STANLE | 78.8506
65105390 | CERAMIC INSULATION BOILER DOOR | 321.4
65105515 | SQUARE LOCK | 20.2448
65105595 | SPRING FOR ACTUATOR SKP25 15-120 MBAR | 44
65105596 | UNION AGA 25 | 78.2
65105691 | CONTACTOR AEG LS15K.00 E-Nr 910-304-282 | 187.5862
65105819 | TERMINAL STRIP 5 P. | 21.2
65105821 | TUBE | 25.9
65105823 | FLAME CUP D217/250/220 L260 | 616.2
65105897 | IGNITION ELECTRODE D8X61 d4 D3X17,5 135° | 16.1
65105898 | ADAPTER SNORKEL D75/80X32 | 8.9655
65106003 | GASKET/BURNER FLANGE D90 | 56.8
65106029 | ACTUATOR SQN 75.224 A21 | 270.1
65106341 | FLAME TUBE D89/76 L240 | 66.1
65106342 | HOLDER | 26.5
65106343 | TUBE | 30.4
65106406 | NOZZLE ROD OILFLAM 170-200.1 LONG | 341.1494
65106415 | BURNER FLANGE D166 HOUS.D260 | 76.6667
65106416 | BURNER FLANGE D166 HOUS.D260 | 80
65106417 | FIRING HEAD OILFLAM/IDROF.170 200 2F TL | 769.0805
65106420 | RELAY | 88.2011
65106473 | FLAME TUBE D192/215/200 L495 | 349.4253
65106483 | LEVEL PROBE | 134.8
65106672 | RUBBER FUNNEL | 7.6
65106673 | ACTUATOR SQN 31.251 A2700 12S | 350.1149
65106735 | AIR FLAP | 13.7333
65106736 | ROD HOLDER AIR FLAP PLEX. | 15.8621
65106737 | SPINDLE / AIR FLAP D16X27 | 28.9655
65106748 | HOUSING FORATA D.100 M.1 INSTANT 26 GREZ | 100.5138
65106950 | FLAME TUBE D240/233 L315 | 685.8621
65106951 | FLAME CUP D234/290/260 L345 | 756.2069
65106952 | BAFFLE PLATE D220/158 18SLTK67 | 318.7356
65106973 | GAS HEAD 58X58 D16 L50 2 DRILL. D10,5 | 33
65106974 | CAP STAR GAS HEAD 58X58X9 4 SLOT 3MM | 16.6
65106991 | CUPPER TUBE D.6 CIRCULATEUR MINOR 20.1 | 12.7586
65107033 | FLAME TUBE D89/79 L85 | 25
65107034 | BAFFLE PLATE D80/20 4SL | 24.2
65107035 | FAN WHEEL D120 X42 D12,7 | 21.4943
65107036 | FLAME TUBE D89/80/59 L82 | 134.4
65107037 | BAFFLE PLATE D64/15X62 4SL 8DRIL. | 128.6
65107047 | BAFFLE PLATE D75 12SL | 103.592
65107083 | FLAME TUBE D89/80 L123 | 58.6207
65107098 | ACTUATOR SQM 48.497 A9 20NM | 2556.3218
65107099 | ACTUATOR SQM 45.295 A9 3NM | 1011.9
65107100 | GAS ACTUATOR SKP 25.003 E2 W.O.END SWITCH | 755.7
65107103 | IGNITION TRANSFO. AGG5.220 230V | 124.2529
65107108 | SPINDLE / AIR FLAP 8X8X100 M8 | 26.8966
65107142 | FLAME CUP D145/132 L135 | 86.3218
65107226 | ADJUST ROD TC HEX.7 L 200 +DUCT MINOR | 68.5
65107228 | ROD HOLDER HEAD T.L.HEX.7X249 +DUCT IND | 36.8
65107229 | ROD HOLDER HEAD T.C.HEX.7X192 +DUCT IND | 33.4483
65107230 | ROD HOLDER HEAD T.L.HEX.7X233 +DUCT IND | 34.4828
65107233 | HOLDER COVER 330X230X21 D92 4DRILL. D4,5 | 37.7667
65107234 | SHIELD COVER HOUS.125 FORO 92 CENTRED | 57.0644
65107238 | COVER ALUMINIUM HOUS.D125 CATA. | 43.6
65107239 | SQUARE HOLDER CONTROL UNIT HOUS.D125 (85X67X22 | 10.3
65107244 | GROUP AIR RECYCLING HOUS.125 2F | 27.2299
65107276 | HOLDER | 34.4
65107277 | COVER HOUSING | 16.6
65107278 | HOUSING D.180 OIL MAIOR P15-P | 143
65107279 | AIR FLAP | 17.3
65107280 | HOLDER FIRING HEAD | 55.7471
65107281 | HOLDER FIRING HEAD | 38.7
65107282 | NOZZLE CARRIER | 131.2644
65107283 | HOLDER FIRING HEAD | 22.1
65107284 | HOLDER FIRING HEAD | 30.1
65107285 | NOZZLE CARRIER | 37.7
65107286 | HOUSING DRILLING D.180 OIL MINOR 20-30 | 201.5
65107287 | AIR RECYCLING D181/140X21+BLADE L140 60° | 34.1
65107288 | AIR FLAP ADJUSTMENT INLET AIR | 46.3
65107289 | GROUP CROSSPIECE | 30.1
65107291 | COVER HOUSING D 180 OIL RED | 200.9092
65107294 | GROUP CROSSPIECE | 11.4943
65107297 | COVER TERMINAL | 15
65107298 | FIRING HEAD MINOR 30.1 TC | 213.9
65107399 | FIRING HEAD MINOR SERENA TOP HOUS. D.100 | 213.9
65107417 | CUPPER TUBE | 13.1034
65107460 | PLUG-IN BASE OF CONTROL UNIT SATRONIC | 28.8
65107462 | FLAME TUBE D89/79 L168 | 57.4713
65107463 | HOLDER FIRING HEAD | 35.1724
65107464 | HOLDER FIRING HEAD | 28.3
65107465 | HOLDER | 14.023
65107466 | PROTECTION | 15.2874
65108238 | GAS VALVE MBC120 DLE RP3/4" | 565.2
65108298 | OIL HOSE | 53.3943
65108305 | FIRING HEAD OILFLAM D 50.1-120.1 TL S/d | 1484.1
65108334 | CONNECTION ROD JACK M8X55 | 28.9655
65108337 | ACTUATOR SQM 50.481 A2 | 971.954
65108370 | OIL JACK HOUS.160 (BAA1 | 112.4
65108391 | ACTUATOR UGV MT.4001 B1042 | 387.3747
65108503 | BAFFLE PLATE D300/88X28 8SL 50DRIL. | 204.023
65108661 | TUBE | 155.092
65108663 | HOLDER | 15.8
65108664 | HOLDER FIRING HEAD | 38.7
65108665 | HOLDER FIRING HEAD | 23.2184
65108667 | TUBE | 236.6632
65108668 | GAS HEAD D92/28 L81 4 BRANCH | 44
65108669 | CAP STAR GAS HEAD 55X55X8 4 SLOT 6MM | 13.3
65108670 | BAFFLE PLATE D95/25X10 8SL 4DRIL. | 30.1
65108671 | GAS NOZZLE D24,5/4,2X8 4 DRIL. D2,5 | 13.5632
65108672 | GAS NOZZLE LPG D24,5/4,2X8 - 4 PERC. D2 | 25.1724
65108675 | BURNER FLANGE D125 HOUS.D160 | 45.4
65108676 | KIT AIR PRESSURE PLUGS | 31
65108726 | HOLDER | 15.5
65108727 | HOLDER | 15.7
65108728 | HOLDER | 14.8
65108729 | FLAME TUBE D89/76 L105 | 72.6437
65108730 | FLAME TUBE D89/76 L205 | 98.9
65108731 | FLAME TUBE D89/76 L160 | 64.9
65108732 | FLAME TUBE D89/98/76 L178 | 126.1
65108733 | FLAME TUBE D89/98/76 L258 | 130.1149
65108735 | COVER BURNER MAX GAS 70-120 | 29.5402
65108736 | AIR RECYCLING 66,9X61,5X1 2 OP. 7X3 | 3.7
65108738 | AIR GUIDE MAX GAS 70-120 | 5.6
65108739 | AIR ADJUST | 24.9425
65108740 | AIR ADJUST | 24.9425
65108741 | TUBE | 30.4
65108742 | TUBE | 35
65108743 | TUBE | 30.4
65108750 | AIR ADJUST | 24.9425
65108751 | FLAME TUBE D107 L180HOUS.d160 | 82.7
65108752 | FLAME TUBE D107 L280HOUS.d160 | 45.4
65108753 | HOLDER NOZZLE ROD | 40.6897
65108754 | HOLDER | 48.9
65108755 | HOLDER | 50.2
65108756 | WAISTBAND ROD | 11.0345
65108757 | WAISTBAND ROD | 11.6
65108758 | WAISTBAND D102/90X50/SETTING AIR | 44.5
65108759 | BURNER FLANGE D107 HOUS.D160 | 29.7701
65108760 | TUBE | 13.9
65108791 | AIR FLAP | 6
65108814 | AIR ADJUST OUT | 22.2989
65108815 | AIR FLAP | 21.8
65108816 | FLAME TUBE D89/79 L143 | 73.5
65108817 | HOLDER NOZZLE ROD | 6.4
65108818 | CROSSPIECE CENTRING NOZ.CARRIER MAX1R TL | 14.7
65108819 | HOLDER | 31.3
65108820 | ROD NOZZ. LINE+PLATE D10/3 L132-95 G1/8 | 35.3
65108821 | AIR FLAP FIXED | 18.6
65108822 | AIR FLAP FIXED | 18.6
65108823 | COVER TERMINAL | 1.4
65108824 | FLAME TUBE D89/59/88 L158 | 173
65108826 | HOLDER | 43
65108827 | HOLDER FIRING HEAD | 65.4
65108831 | HOLDER | 36.6
65108832 | HOLDER | 36.6
65108833 | AIR FLAP | 51.6
65108834 | FLAME TUBE D89/59/88 L190 | 185.7
65108835 | HOLDER | 36.6
65108838 | TUBE | 23.2184
65108839 | TUBE | 53.3333
65108840 | GAS VALVE MBC65 DLE S20 RP1/2" | 328.6
65109120 | BURNER FLANGE D137 HOUS.D260 | 80.7
65109132 | HOLDER NOZZLE ROD | 8.1
65109133 | HOLDER NOZZLE ROD | 13.1
65109134 | NOZZLE CARRIER | 16.3218
65109135 | NOZZLE CARRIER | 32.8
65109137 | HOLDER | 20.8
65109141 | HOLDER NOZZLE ROD | 42.4
65109142 | BAFFLE PLATE D101/26X14 10SL | 17.5
65109143 | BAFFLE PLATE D95/26X10 10SL | 12.8
65109144 | WAISTBAND D108X50/SETTING AIR | 43.7
65109149 | HOLDER NOZZLE ROD | 55.5
65109151 | HOLDER | 64.5977
65109152 | HOLDER | 62.7586
65109153 | TUBE | 14.5
65109154 | TUBE NOZZLE ROD/SOL.VALVE D4X24 45° ST.2 | 7.9
65109155 | TUBE HYDRAULIC SYSTEM | 12.5
65109228 | HOLDER | 21.7
65109229 | HOLDER | 18
65109230 | TUBE | 23.908
65109231 | FLAME TUBE D89/68 L87 | 72.3
65109232 | FLAME TUBE D89/68 L187 | 76.2069
65109234 | HOLDER | 36.6
65109235 | FIRING HEAD MAX 8 TC | 213.9
65109236 | FIRING HEAD MAX 8 TL | 213.9
65109237 | HOLDER | 36.3
65109238 | REDUCTION D80/CASING AIR 87X64 | 8
65109239 | GRID AIR BOX 87X64X25 | 5.977
65109243 | HOLDER | 36.6
65109244 | HOLDER | 39
65109245 | SWIRLER D64/18,5 REAR 6DRIL. | 19
65109583 | KIT CONVERSION PUMP SUNTEC AS IN AN | 71.4943
65109809 | ACTUATOR SQN 75.424 A21 12S | 270.1
65110135 | SPINDLE / AIR FLAP 8X8X460 | 53.3
65110580 | FIRING HEAD OILFLAM 170.1-200.1 2F TL F | 1697.7
65110597 | IONISATION PROBE D10X100 d6,4 D3X65 90° | 25.4023
65111019 | BURNER FLANGE D115 178/163X5 | 48.9
65111031 | FAN WHEEL D280 X140 D38 | 243.908
65111079 | BAFFLE PLATE D250/190 24SL FRONT 6DRIL. | 22.5287
65111112 | GAS HEAD BLU 700 1000 CE LONG | 267.3563
65111192 | POTENTIOMETER ASZ12.703 | 240.8
65111195 | FIRING HEAD MINOR 4.1 TC HOUS.D 125 | 213.9
65111196 | COVER ELECTRIC PANEL 218X205X121 1XD26 | 38.2759
65111198 | AIR FLAP | 22.5
65111226 | TUBE VENTURI D5 AZUR 0-30 | 25.7
65111227 | TUBE | 41.5552
65111289 | FIRING HEAD MAX GAS 40-120 LOW NOX | 194.8
65111313 | FLAME TUBE D142/140/160/145 L210 | 329.5
65111314 | FLAME TUBE D142/140/160/145 L430 | 254.1851
65111316 | FIRING HEAD BLU 500.1 TL NAT. GAS | 341
65111321 | MOTOR 0,25KW230V D12,7 VCD 1/2197 | 218.7356
65111335 | OIL PUMP AS 47 V AK | 140.9
65111338 | FLAME TUBE D216/270/240 L406 | 267.2
65111380 | AUXILIARY SWITCH NO AEG HB05 910-343-1 | 10.1149
65111440 | NOZZLE CARRIER MAIOR PR45-120 | 249.7701
65111441 | RUBBER FUNNEL | 8.6425
65111444 | OPTIMIZATION AIR SLEEVE D6 PVC | 10.7736
65111471 | MOTOR 11KW400V D42 E12 2P IE3 | 2452.7
65111512 | OIL PUMP RSH 125 230L/H | 633.6
65111522 | AIR RECYCLING+AIR FLAP (NO SURPRESSOR) | 29.7
65111524 | THERMOSTAT AUTOMATIC RESET | 52.4
65111557 | SQUARE HOLDER COMP.ELECTRODE . C4-92 HOUS. | 58.3
65111583 | KIT LPG BLU 500.2 | 95.5
65111587 | TUBE | 181.3
65111595 | AIR FLAP | 37.7
65111596 | IGNITION ELECTRODE HOLDER | 21.3
65111611 | TANK HEATER D244.5XLG1105 OIL.500.1-600.1 | 2735.8
65111614 | TUBE M.HEATER/BLOCK OILFLAM 120.1 | 100.6
65111615 | TUBE R.BLO+PUMP OILFLAM 50.1/120 | 63.5
65111636 | THERMOMETER RETT.BLACK CAP.3000 PVC | 92.6
65111643 | O-RING 4625 D158,34X3,53/HEATER VITON | 19.6
65111644 | CONTROLLER GEFRAN 600-R-R-R-R-1 100/240 | 1032.2
65111652 | AIR BOX 320X395X274 INSULATION+GRID | 665.8
65111738 | RESISTOR 18 KW | 1810.3448
65111740 | SPINDLE / AIR FLAP D8X50 | 21.2
65111742 | IONISATION PROBE D8X61 d4 D3X30 | 10.6
65111744 | ACTUATOR SQN 70.424 A20 12S | 300.1149
65111751 | IGNITION CABLE D4/D4 L600 | 8.5057
65111760 | GAS NOZZLE D25X42 OP.14X31 | 27.4713
65111764 | IGNITION CABLE D7 L2100 | 15.5
65111769 | NEEDLE FOR NOZZLE D6 L80 | 22.9
65111770 | COIL SBE FOR NOZZLE ROD REF.EL011 | 1629.8851
65111771 | FIRING HEAD 1M 1R D12 L 385 ZB | 613.4
65111784 | FILTER HEATER FAG 90025 MESH 0,2MM | 77.3563
65111786 | OIL PUMP D 67 C 72843P | 221.4
65111820 | IGNITION CABLE D4/D7 L870 | 8.3
65111822 | ROD ADJUST HEAD 8X8X68 90° ELBOW L323 | 26.9
65111824 | TUBE D35X247 / GAS ELBOW | 6.6
65111826 | FLAME TUBE D157/126 L345FLANGEd178 | 194.8
65111833 | UNION 1-8 OT FOR TUBE RAME D4 | 1.7
65111858 | GAS ELBOW HEAD D16 L140+FLANGE 32X32 | 41.9
65111864 | BAFFLE PLATE D120/30X25 62DRIL. | 71.7
65111869 | MOTOR 0,736KW230V D12,7 M13/3018-54 | 427.5
65111872 | OIL PUMP ASV 47A+OIL FILTER 3/8 VITON | 173.6
65111876 | BLOCK D35X37 SPINDLE/AIR FLAP | 54.7
65111878 | PLATE FIXING BRUCIAT. MAX D120R ZB | 23.0671
65111879 | HOLDER FIXING SHELL MAX APPLICAZIONI | 12.7
65111915 | WAISTBAND L394,5X27,5/SETTING AIR | 19.3
65111959 | UNION CL ART. 2013 1/8 | 12.2
65111996 | GAS VALVE MB-VEF407 B01 S10 RP3/4" | 976.5
65112008 | ADJUST ROD HEAD GAS BLU 500.1-100 | 24.9425
65112009 | FLAME TUBE D142/160/135 L210HOUS.d260 | 421.3
65112010 | TUBE BOND ELBOW-GAS HEAD BLU 500.1-10 | 12.6437
65112011 | GASKET/BURNER FLANGE 219X217X8 D162 | 16.6
65112013 | COVER HOUSING D280 IRON 206X590 C-F | 103.9
65112018 | COIL KRS FOR VAS-VCS350 | 431.9
65112222 | ONE WAY SHUTTER FOR HEAVY OIL FZVR7 1-4 | 128.6
65112252 | KIT NOZZLE ROD WITH PISTON | 238
65112253 | LAMBDA SENSOR QGO20.000D28 | 6482.4
65112257 | UNION ELBOW 1/8 TUBE 6 COD.2L | 13.7
65112334 | HOLDER NOZZLE ROD | 61.208
65112344 | TUBE HOLDER PHOTOCELL | 10.9
65112772 | WIRING MAX 4/30 R TW | 257.8
65112815 | WIRING IGNITION | 22.4138
65112868 | SPINDLE / AIR FLAP D8X70 M6 | 16.3
65112885 | SPINDLE / ACTUATOR-CAM D10X770 | 38.7
65112972 | PLATE ADJUST.FIRING HEAD+FLAME SCR. MAX | 12.6
65112976 | MANOMETER GAUGE 0-300 PSI 63MM 1/8" A.P. | 424.2
65113007 | STRAIGHT UNION 1-4 D8 A-2201005 | 16.1
65113018 | CASING HOUS. D260 FLAP-JACK -DRILL. D54 | 244.9
65113019 | TUBE RILSAN PA12 D.6X4 BLU | 18.6
65113096 | BURNER FLANGE D90 HOUS.D100 | 26.7
65113215 | THERMOMETER D.56 0-120° CAP.3000 | 145.5
65113218 | IGNITION ELECT.D10X100 d6,4 D3X44 90+26° | 22.5
65113225 | AIR BOX 83X59X132+FLAP 84X57 | 65.8621
65113226 | ROD HOLDER HEAD HEX.7X194 S-DUCT INDEX C | 23.7
65113227 | ROD HOLDER HEAD HEX.7X120 S-DUCT INDEX C | 23.4
65113228 | AIR BOX 73X60X120 D70 | 83.2
65113229 | GAS NOZZLE 4 HOLES AZUR 60 | 26.9
65113230 | GASKET/AIR RECYCLING R61/53X2 2 DRIL. | 9.8
65113231 | SCREWS BLOCK AIR FLAP IN MAND. | 20.3
65113232 | SPACER ES 10 L 28 HOLDERCOVER MINOR 20 | 10
65113234 | CABLE GLAND TYPE CAR 106-PG 7 | 8.8
65113240 | SOLEN. VALVE PAR VE131 IVKT09 230V60H | 81.2644
65113241 | SOLEN. VALVE SIR L372V03 G1/8" | 100
65113245 | IONISATION CABLE CFR611/CLP3,9 L380 | 8.9655
65113246 | FLAME TUBE D89 L72 SILEN.TYP1 | 90.6
65113249 | FLAME TUBE D89 L98 SILEN.TYP1 | 185.7
65113254 | HOLDER RAMPE HEAD BLU 350.1 TC ICI ZINC | 143.1
65113255 | ROD HEAD BR. TC BLU 350.1 ICI ZINC. | 86.2
65113256 | FLAME TUBE D137/125/95 L165 | 245.8
65113257 | IGNITION ELECTRODE D10X150 d6,4 D3X55 90° R+L | 49.5
65113310 | LIMITER OF RANGE HEAVY OIL PREVENTILATION | 25.8
65113359 | IGNITION BURNER ZB 50 L 690 GRUNDL. | 4013.4483
65113521 | AUXILLIARY UNIT AGQ3.1A28 | 181.2
65113579 | TOOL PACK N.10 – AGA OC3 | 103.1
65113580 | OIL HOSE TEFLON 1/4"L=285 | 64.6
65113581 | OIL HOSE TEFLON 1/4"L=300 | 49.3
65114033 | LOAD CONTROLLER RWF55.50A9 | 826.5
65114184 | COVER BURNER P1.70-130 G | 188
65114197 | GAS ACTUATOR SKP15.000 E1 120V | 855.3
65114198 | GAS ACTUATOR SKP25.003E1 120V | 1122.7
65114199 | GAS ACTUATOR SKP75.003E1 120V | 1643.5
65115366 | PHOTOCELL KLC 2002 | 207.7
65115956 | GAS PRESS.SWITCH UB 50 A2 | 249
65300000 | DENTELED RING EXT. ZA14 | 21.954
65300001 | O-RING D30X3 (X10) | 38.7
65300005 | PHOTOCELL IRD 1020 RADIAL | 314.9425
65300008 | GAS VALVE MBC1200 SE S82 RP2" | 2075.2
65300010 | GAS CONN.VALVE RP1 1/4 | 362.4138
65300015 | OIL PUMP A2L 65 C 97xx 4P 0500 | 228.5
65300017 | AIR PRESS.SWITCH 604.92 1-10MBSAV LGW10 | 117.4
65300020 | AIR PRESS.SWITCH 604.91 0,5-5MB | 84.5
65300021 | AIR PRESS.SWITCH 604.92 1-10MB | 84.5
65300022 | CABLE CONTROL.+RAST 3P+3P+3P/7X0,75 L320 | 59.9
65300023 | SET COMPUERTA DE AIRE | 81.9
65300028 | CABLE IGNICIÓN L 270 | 33.4
65300029 | TAPA NC4 NC6 NC9 A | 56.8
65300032 | CONTROL UNIT TCH 121.05Pos V. 15s | 256.6
65300034 | CABLE HEATER+PLUG 4P/RAST 4P L438 | 31.5
65300035 | CONNECTING A.D.A. GF4 FIX PART | 57.5
65300036 | CONNECTING A.D.A. GF4 MOBILE PART | 29.9
65300037 | GASKET/HOUSING-FL.TUBE D99,5/90X1,5 GF4 | 17.9954
65300039 | FLAME TUBE D80/63 L137 INOX | 115
65300040 | AIR PRESS.SWITCH 604.94 5-20MB | 84.5
65300041 | GASKET/HOUSING-EXTERNAL AIR SLEEVE D50 | 52.5
65300042 | NOZZLE ROD GF4 | 346.9
65300046 | CABLE AIR PRES.SWITCH+RAST2P/2X0,75 L710 | 31.9
65300047 | NOZZLE ROD GF6 | 346.9
65300048 | CABLE AIR PRES.SWITCH+RAST2P/2X0,75 L430 | 32.7
65300050 | O-RING D2,5 L360 EPDM | 17.3
65300051 | GREY COVER HOUSING VECTRON BCU | 176.1
65300055 | MOTOR 450 W ROT TRIGO 120 V | 559.8
65300061 | SCREW-IN AND WELD-IN POCKET | 160.1
65300062 | GASKET SPACER-MOTOR D82/60X2 PWM | 14.8
65300063 | SHUTTER LPG C43/54/60 | 21.3
65300070 | BOX ADJUST FLAP ASS.IG.TRANSFO EBI5 /GAS | 81.9
65300077 | CABLE IGNICIÓN L 370 | 23.1
65300084 | CONTROL UNIT LFL 1.322 | 886.8
65300146 | SPEED DRIVES ACH550 11KW | 1852.8161
65300147 | ELECTRICAL CASING WITHOUT SM | 688.6
65300148 | SPEED DRIVES ATV31 HU15 M3X 1,5KW | 1266.6667
65300149 | KIT GASKET C10/14 MB 407 | 66.2069
65300150 | OIL PUMP AP 67 C 7559 3P 0500 | 321.3
65300153 | KIT CONNECTING PIECE GASTRAIN EK02.13G-T | 65.6322
65300156 | FLANGE MB407 RP1/2"+ADAPTER GAS TUBE | 299.3
65300158 | IONISATION CABLE MC4/RAST 1P L350 | 32.5
65300180 | SPEED DRIVES VLT102 5,5KW | 4396.5517
65300195 | GASKET/BURNER FLANGE D600/440X5 D | 248.1
65300198 | SPRING VSBV25 320-500 MB WHITE | 122.5287
65300200 | FLEXILON TUBE D8X6 X 250 | 38.1
65300201 | CABLE+PLUG AGM19/6X0,5 L2000 | 231
65300202 | O-RING D70X3 (X10) | 47.9
65300205 | FLAME TUBE D115/88/100 L350 | 254.3
65300206 | FLAME TUBE D115/97/100 L350 | 254.3
65300207 | CONTROL UNIT TCG 111.02no Display | 229.9
65300208 | WIRING GAS VALVE | 219.2
65300209 | WIRING SOL.VALVE | 83.2
65300210 | CABLE CELL IRD+PLUG3P/RAST3P L400 | 59.8
65300211 | GAS NOZZLE DUAL FUEL | 638.7
65300212 | GAS NOZZLE DUAL FUEL | 560.4
65300213 | NOZZLE ROD DUAL FUEL | 246.7
65300214 | ADJUST ROD | 46.6
65300215 | GAS ELBOW+ TUBE DUAL FUEL | 219.3
65300216 | KIT GASKET+ UNION V.S. NC12/16 B117 | 185.7
65300217 | KIT O-RING GASKET GAS ELBOW | 23.9
65300219 | COVER HOUSING NC12/21 B117/8 | 142.5
65300223 | GAS CONN.VALVE E5 G/F-ET RP1" 1/2 | 1193.3793
65300224 | GAS CONN.VALVE E5 G/F-ET RP1" | 1215.992
65300226 | BCU-TCG 141.00 CON VISUALIZADOR ( OBSRV. ) | 256.6
65300228 | PROTECTION STOPPER GPN300-F26 | 16.7816
65300229 | PHOTOCELL QRA 55 E27 | 859.5
65300230 | CONTROL UNIT LGK 16.322 A27 | 949.8
65300231 | AIR BOX 218X134+ INSULATION | 39.1
65300234 | CABLE GASVALVE+PLUG HON 3+2/RAST4P L1000 | 49.4
65300235 | CABLE GAS P.SWITCH+PLUG DIN/RAST2P L1000 | 36.2
65300237 | GAS HEAD D.62 | 99.2
65300240 | CABLE ENCENDIDO ELECTR/DOBLE | 44.9
65300242 | COVER HOUSING VECTRON 1 EQU. | 54.9
65300243 | VALVULA DE GAS VR4625AA CUENOD | 289.5
65300244 | BRIDA PARA VALVULA VR4625AA | 79.8
65300246 | TUBO COLECTOR GAS (OBSERV.) | 111.8
65300247 | KIT O-RING GASKET VALVE GAS HONEYWELL | 32.6
65300248 | WASHER BN732 D6XD25X1.8 | 22.1
65300249 | GAS CONN.VALVE MBDLE407 | 291.6
65300251 | JUEGO JUNTAS PARA MBDLE S22 | 100.4
65300252 | TUBE PRESSURE TAKE-OFF FURNACE D6/8X250 | 36.8
65300253 | POTENTIOMETER ASZ12.833 (1000 OHMS/130°) | 257
65300255 | BOX ADJUST FLAP ASSEMBLY /OIL | 78.5057
65300258 | HOUSING C28-34 | 295.7
65300259 | BAFFLE PLATE D110/26 18SL | 260.7
65300269 | BCU TCH 141.03 CON VISUALIZADOR ( OBSER. ) | 256.6
65300270 | ELECTRODE BLOCK 25X46 d4 D1,5X21 56° | 25.1
65300271 | OIL PUMP KSM 50 L | 2136.7816
65300272 | OIL PUMP KSM 70 L | 2257.4713
65300278 | SOFT START ATS 01N222QN | 817.6
65300279 | CIRCUIT BREAKER MOTOR GV2-ME14 | 180.8046
65300280 | CIRCUIT BREAKER MOTOR GV2-ME20 | 180.8046
65300281 | CIRCUIT BREAKER MOTOR GV2-ME32 | 275.6322
65300282 | CIRCUIT BREAKER MOTOR GV3-A01 | 59.4253
65300283 | AUXILIARY CONTACTOR GV-AE-12 | 36.2069
65300286 | CONTACTOR LC1-D18P7 | 29.3103
65300287 | CONTACTOR LC1-D32P7 | 204.1379
65300288 | CONTACTOR LC1-K0910M7 | 89.1954
65300290 | TIME RELAY RE7-TP13BU | 245.4023
65300292 | SOFT START ATS 01N244Q | 1371.2644
65300293 | CONTACTOR LC1-D38P7 | 228.8506
65300294 | CONTACTOR LC1-D50P7 | 242.1839
65300295 | CIRCUIT BREAKER MOTOR GV3-ME40 | 351.3793
65300296 | CIRCUIT BREAKER MOTOR GV3-ME63 | 666.7
65300298 | BOX ADJUST FLAP ASS.+PLA.R+CELL TUBE/OIL | 78.5057
65300299 | AIR RECTIFIER FOR E7 GAS | 231.7
65300301 | BLAST GUIDANCE | 66.7
65300304 | CONTROL UNIT TCH 161.05Pre V. 40s | 256.6
65300306 | CONTROL UNIT TCG 161.07TC+Pre V. 40s | 256.6
65300309 | KIT GAS TUBE | 177.2
65300310 | MOTOR FHP 130W 230V 60Hz | 202
65300311 | O-RING 75X38,5X3,5 GAS COVER (X10) | 52.9885
65300312 | COUPLING D16/10X50 (10 PIECES) | 90.2299
65300317 | FLAME TUBE D100/88 L195 | 117.4
65300318 | FLAME TUBE D115/88 L195 | 146.7
65300319 | CONTROL UNIT THERMOWATT BCU TCG 131.07 | 256.6
65300320 | BAFFLE PLATE D87 6SL R 8DRIL. | 44.9
65300321 | GAS HEAD+ GASKET | 133.8
65300322 | ADJUST ROD STAR GAS L 238 | 84.7
65300323 | CABLE IGNICIÓN D2.80x 300 | 39.1
65300325 | GAS ELBOW+ SHORT TUBE | 154
65300326 | COVER EQUIPPED | 155.3
65300327 | GAS CONN.VALVE FOR GASTRAIN NOT MONTED | 442.7
65300332 | NUT CONNECTION 1/4"X4/6 X4 PIECES | 52.3
65300333 | OLIVE 4/6 X4 items | 26.1
65300335 | CABLE TRANSFORMADOR | 23.2
65300336 | CONNECTOR CABLE QRB1S EL01B | 21.0736
65300340 | PHOTOCELL RAR 9+FLANGE | 276
65300341 | PHOTOCELL RAR 9 FLANGE+COLLAR | 279.9
65300342 | FLAME TUBE D115/100 L195 | 215.7
65300343 | CONTROL UNIT THERMOWATT TCH 131.05 | 256.6
65300344 | NOZZLE ROD L 265 | 105.1
65300346 | GAS HEAD D93/30 L101 6 BRANCH | 95.5
65300349 | SOLEN. VALVE PAR VE140.4 G1/8" 14W ASS. | 312
65300351 | IGNITION ELECTRODE HOLDER | 131.2644
65300352 | INLET SOL.VALVE SN54B GIFI | 241.5172
65300358 | IONISATION PROBE D8X200 d6,4 D4X70 90° | 162.9
65300360 | CONTROL UNIT LOA 24.171 A17 120/60 | 208.9
65300361 | TIGHTNESS CONTROL LDU 11.523 A27 | 634
65300363 | FLAME TUBE D100/78 L195 | 208.9
65300366 | CLAMP BAFFLE PLATE HOLDER | 175.1724
65300372 | MOTOR 1,1KW230/400V D19 IP44 | 425.3
65300374 | PHOTOCELL QRA 10 MC | 830.4
65300381 | CABLE VPS 5X0,75 L1800 | 29.6552
65300388 | TUBE HYDRAULIC JACK/PUMP | 80.9195
65300389 | SQUARE FIX COVER | 22.8494
65300392 | HOLDER LOAD CONTROLLER RWF40/WEST6170 | 82.7586
65300394 | GAS VALVE MB-DLE407 B01 S52 RP3/4" | 698.6241
65300397 | KIT MOUNTING VALVE NC4 | 178.1609
65300398 | PLATE AIR BOX ASS.E4.1 | 97.4713
65300403 | KIT BAFFLE PLATE MB927 ELECT. L75 | 195.7471
65300418 | CONTROL UNIT FLAME SAFE GUARD LFE 10 | 982
65300420 | LOAD CONTROLLER JUMO DICON 400H | 3818.3908
65300428 | MOTOR 0,736KW230V D12,7 | 437.5
65300430 | GREY COVER HOUSING | 142.6
65300437 | SENSOR COMBINED KS1 WITH CABLE | 3415.3
65300439 | MODULE LSB (RELAY BUS) | 1109.1954
65300440 | DETECTION IONISATION 1S 230 V | 2295.5977
65300444 | MOTOR 0,14KW120V GMP | 313.2
65300450 | GAS VALVE VGD40 125 DN125 | 8098.7
65300452 | ELECTRICAL PLATE ALUMINIUM | 189.5
65300453 | NOZZLE ROD WITH HEATER FPHB-LE L 272 | 181
65300457 | CONTROL UNIT LFL 1.148 | 666.7
65300460 | HOUSING NO PAINT | 70.9
65300461 | KIT BAFFLE PLATE MB826 D26 ELECT. L65 | 156.7
65300467 | CONTROL UNIT LAL 2.25 120/60 | 1012.3
65300470 | IGNITION TRANSFO. EBI 2X7,5 230V+GASKET | 85.8
65300471 | BOX ADJUST FLAP ASS. NBR70+O-R D8,5 /OIL | 81.9
65300497 | SHOCK ABSORBER MOTOR X 4 UNITS | 158.2759
65300505 | LINEA PORTABOQUILLA NC 29/36 H2A Lg 480 T1 | 306.6
65300506 | LINEA DE BOQUILLA | 339.8
65300507 | TUBO LLAMA NC 29/36 H2A 130/100/90 X 245 T1 | 140.5
65300508 | TUBO QUEMADOR | 160.2
65300509 | ADJUST ROD M8/D.8/M6-LG480 | 137.1264
65300510 | ADJUST ROD M8/D.8/M6-LG620 | 157.8161
65300511 | PLATE - OIL ROD 1 NOZZLE D17X45 | 36.8966
65300512 | LATIGUILLO PORTABOQUILLA | 43.5
65300513 | AIR RECYCLING | 28.9
65300514 | CONJUNTO CLAPETA DE AIRE ( AIR FLAP ) | 103.9
65300515 | GREY COVER HOUSING RAL7040 C04 | 102
65300516 | COVER PLATE EQUIPPED CUENOD | 44.023
65300517 | KIT OF CABLE GLAND DIM34X15/12 / PLATE | 23.2
65300518 | SOUND INSULATION / AIR BOX | 68.5
65300519 | SCREW FIXING COVER | 17.7
65300520 | MOTOR AEG 250 W | 215.7
65300521 | CABLE RESET+PLUG FASTON/2XRAST2P L350 | 33
65300522 | CABLE IGNIT.TRANSFO+PLUG 3P/RAST 3P L350 | 32.3
65300523 | PLATE BUTTON RESET | 20.8
65300524 | CONTROL BOX+ DISPLAY HOLDER | 80.1
65300525 | CARPETA DE AIRE | 28.9
65300526 | BUTTON ADJUST AIR FLAP E4 | 23.2
65300527 | SERVOMOTOR NC29-36 H2A | 228.9
65300528 | MOTOR 300W 230V 8 M/.50/60 HZ | 250.4
65300530 | CABLE SOL.VALVE+PLUG 3P/RAST3P L420V2 | 29.7
65300531 | CABLE+PLUG WIELAND 4P/RAST3P L250 | 38.7
65300533 | NOZZLE ROD EQUIPPED L 480 SHORT | 333.7
65300534 | NOZZLE ROD EQUIPPED L 620 LONG | 360.4
65300541 | ACTUATOR SQN 31.101 A1700120V | 490.2563
65300542 | FAN WHEEL D215 X82 D19 | 175.9
65300543 | GAS ROD EQUIPPED L 260 SHORT | 324.6
65300544 | GAS ROD EQUIPPED L 400 LONG | 595.9
65300545 | FLAME TUBE D130/105/90 L245 | 154.2
65300546 | FLAME TUBE D130/105/90 L385 | 167.4
65300547 | DISCO DEFLECTOR NC36GX2078A | 45.3
65300548 | GAS TUBE D.30 LG.260+ELBOW | 84.2
65300549 | GAS TUBE D.30 LG.400+ELBOW | 90.1
65300550 | ADJUST ROD LG360 SHORT | 52.3
65300551 | ADJUST ROD LG500 LONG | 52.3
65300552 | GAS ELBOW D.30 - H57,5 | 46.8966
65300554 | GAUGE+CIRCLIP | 22.1
65300556 | ADJUST ROD CPL. | 80.7
65300557 | SCREW+ELBOW MOUNTING NUT | 20
65300558 | SPIRAL SPRING | 123.1034
65300567 | DYNAMIC AIR PRESSURE PLUG | 47
65300568 | CELL CLOSING PLATE 48X36X28 | 24.6
65300570 | CABLE GAS VALVE+PLUG DIN/RAST 5P L1500 | 41.8
65300571 | GAS CONN.VALVE 1"1/4 - MB...412 | 427.7
65300572 | GAS CONN.VALVE 3/4" - MB...407 | 415.3
65300573 | COVER PLATE ELCO | 44.5977
65300575 | O-RING KIT MB...407 | 97.8
65300576 | O-RING KIT MB...412 | 27.3
65300577 | CAPACITOR 8µF 2P 3mm | 44
65300595 | BURNER FIXING HEAD GAS | 201.9
65300596 | AIR INTAKE GRID | 173.3333
65300597 | TUBE PRESSURE TAKE-OFF FURNACE D6/8X350 | 43.2
65300601 | TAPA QUEMADOR NC29 H201 | 107.2
65300602 | O2 SENSOR BCS 250°C | 4556
65300608 | CABLE AIR P.SWITCH+RAST2P/FAST.6,3 L350 | 29.6
65300609 | IONISATION CABLE MC4/D4 L230 | 34.9
65300610 | IGNITION CABLE D4/D4 L430X2+FUNNEL | 44.9
65300614 | CABLE GAS VALVE+2XPLUG DIN/RAST5P L1500 | 80.3
65300615 | COIL DUN N° 1110 V2 MBZRDLE407 S22 | 612.7
65300616 | COIL DUN N° 1210 MB..412 S12-S22 | 899.1
65300617 | GAS VALVE MB-ZRDLE407 B01 S52 RP3/4" | 2029.1
65300618 | GAS VALVE MB-ZRDLE412 B01 S22 RP1"1/4 | 1199.8
65300619 | CABLE IGNIT.TRANSFO+PLUG 2P/RAST2P L350 | 22.3
65300620 | ADJUST ROD+CONNECT.PIECE+NUT LG480 | 162.2
65300621 | ADJUST ROD+CONNECT.PIECE+NUT LG620 | 162.2
65300622 | COVER HOUSING VECTRON 3+ SCREW | 104.4
65300631 | BAFFLE PLATE HOLDER C34 H202 | 534.8
65300638 | CONTROL UNIT TCH 111.04 Oil | 216.6552
65300644 | GAS VALVE VRF10 654 DN65 | 2646.2
65300645 | GAS CONN.VALVE G/F-V Rp 1"1/4 MBVEF412 | 503.5632
65300647 | PRESSURE TUBES GAS+AIR+FURNACE/VGD40 080 DN80 | 414.9
65300648 | CABLE GAS VALVE+PLUG DIN/RAST 5P L1500 AGP | 46.6
65300649 | GAS PRESSURE TUBE MBVEF412+UNION | 111
65300650 | PLUG PRESSURE AIR DIFFERENCIAL | 166.2
65300652 | HEATER BRIDGE (POCKETX10) | 100.3
65300655 | GAS CONN.VALVE CPL RP 2" - MB...420 | 452.1
65300656 | GAS VALVE MB-ZRDLE420 B01 S22 RP2" | 2029.1
65300658 | FLANGE MB407 RP3/4" W. PRES. PLUG | 55.2
65300664 | GAS VALVE MB-ZRDLE420 B01 S20 RP2" | 1880.5
65300667 | CONTROL UNIT TCG 161.04TC+QS 30s+Perm V. | 256.6
65300668 | CONTROL UNIT TCG 161.01TC+QS 30s | 256.6
65300669 | GAS PRESSURE TUBE MBVEF420+UNION | 111
65300670 | BLOCK SOLENOID VALVE FAST OPEN. 2 STAGES | 3006.8966
65300671 | O-RING KIT MB...420 | 97.8
65300672 | IGNITION ELECTRODE D14X80 d6,4 D3X67 60° | 121.954
65300673 | KIT PRESSURE TUBE+ FITTINGS | 162.9
65300674 | CIRCUIT BREAKER MOTOR GV3-P32 | 351.3793
65300677 | OIL PRESS.SWITCH DSB 170 F931 5-40BAR | 592.8736
65300679 | RUBBER FUNNEL BLACK D6/10 (X10) | 63
65300680 | COVER ACTUATOR GAS VALVE MPA | 154.8
65300681 | SPACER D22X2 45° 43/82 | 76.7816
65300684 | CABLE CELL IRD+PLUG3P/3X0,75 L450 | 37.8
65300689 | COIL DUN FOR MBVEF407S32 | 645.2
65300690 | TAP 3 WAY 1/4" LEGRIS 0452,06,13 | 299.3103
65300691 | SWITCH POSITION XCM | 191.1494
65300692 | AIR PRESS.SWITCH 604.91 0,5-5MBSAV LGW3 | 125.1
65300696 | IGNITION TRANSFO. EBI 1X11 230V+PLATE | 108.7
65300697 | VARIADOR DE FRECUENCIA | 780.4
65300698 | SPEED DRIVES ATV312 HU30 N4 3KW | 1753.1
65300699 | SPEED DRIVES ATV312 HU15 N4 1,5KW | 1363.2184
65300700 | SPEED DRIVES ATV12 HU15 N2 1,5KW | 821.2
65300703 | IMMERSION SENSOR JUMO PT100 - 2-WIRE | 200.1989
65300705 | PRESSURE SENSOR 0-400MBAR JUMO | 1037.8
65300706 | PRESSURE SENSOR 0-16BAR JUMO | 717.3299
65300707 | COIL DUN FOR MBVEF412S12 | 762.069
65300708 | COIL DUN FOR MBVEF420S12 | 880.3
65300709 | GAS VALVE MB-VEF412 B01 S12 RP1"1/4 | 1601
65300710 | GAS VALVE MB-VEF420 B01 S12 RP2" | 1885.2
65300712 | O-RING D29,82X2,62+CIRCLIP DIN471-30(X10) | 81.9
65300715 | TRANSFORMADOR DE IGNICIO DANFOS ( OBSR. ) | 96.6
65300716 | PHOTOCELL F200 K2 UV-2 | 4327.1
65300719 | NOZZLE ROD CPL. LG 420 | 744
65300720 | NOZZLE ROD CPL. LG 420 | 705.7471
65300721 | NOZZLE ROD LG.420 | 145.5
65300722 | FLAME TUBE D100/78/74 L350 | 222.4
65300723 | COVER HOUSING VECTRON 2 | 100.4
65300724 | AIR RECYCLING (RED) | 86.9
65300725 | TUBE PUMP/NOZZLE ROD | 29.6
65300726 | CABLE CELL MZ+PLUG2P/RAST2P L430 | 60.1
65300727 | PLATE CONTROL BOX+DISPLAY HOLDER | 80.8
65300730 | BLOCK REAR/IGNITION BURNER ZTO | 3693.1034
65300736 | GAS FLAP Rp 1"1/2 | 414.5977
65300737 | GAS BUTTERFLY VALVE | 21.3
65300738 | ELECTRODO ENCENDIDO 2 POLOS | 32.8
65300739 | CABLE SOL.VALVE+PLUG 3P/RAST3P L1000V3 | 32.4
65300740 | CABLE SOL.VALVE+PLUG DIN/RAST3P L1000V2 | 45.5
65300741 | GAS TUBE RP1" 1/2-250 | 96.8966
65300747 | MOTOR 1,5KW400/690V D19 | 834.4
65300749 | ACTUATOR SQM 50.481 A1 | 1388.6
65300750 | COIL PAR 32MM 115V 14W | 138.5
65300752 | ACTUATOR STA 19 BO36/12 3N33R | 355.3
65300755 | HEATER DN105X667,5 5.4KW 380V | 1858.7356
65300759 | NOZZLE ROD EQUIPPED | 919.4
65300762 | GAS ROD HEAD KPL SHORT | 548.7
65300763 | GAS ROD HEAD KPL LONG | 566.3
65300764 | GAS ROD HEAD KPL SHORT | 1070.6
65300765 | GAS ROD HEAD KPL LONG | 554.5
65300766 | FUSE TO SCREW 50A (PAR 10) | 191.7241
65300768 | TIGHTENING PLATE (IONISATION PROBE) | 21.1494
65300769 | COVER HOUSING CPL | 102.1
65300775 | PRESSURE REDUCER A149-HP DN50 1 BAR-300 MBAR | 6262.8736
65300776 | PRESSURE REDUCER 243-8-SRL DN50 1 BAR-300 MBAR | 4625.5287
65300782 | CONTROL UNIT MPA 22 V1.30 (Pre V. 10s) | 496
65300785 | FILTER ETAMATIC FOR "IT" WORK | 467.4713
65300786 | CABLE CELL IRD+PLUG3P/RAST2P+1P L445 MPA | 126.5517
65300791 | ACTUATOR SQM 21.18502 | 2590.0311
65300792 | POTENTIOMETER ASZ12.833 (1000 OHMS/130°) | 257
65300793 | AIR CONDUIT 152X150 | 176.3218
65300796 | DUPLICATOR SIGNAL 4-20 MA | 1263.2184
65300800 | NOZZLE ROD EQUIPPED SHORT TUBE | 665.8
65300801 | NOZZLE ROD EQUIPPED LONG TUBE | 679.4
65300802 | NOZZLE ROD EQUIPPED SHORT TUBE | 665.8
65300803 | NOZZLE ROD EQUIPPED LONG TUBE | 679.4
65300804 | ADJUST ROD L 575+ LUNETTE | 162.2
65300805 | VARILLA AJUSTE PORTABOQUILLA/DISCO | 162.2
65300806 | FLAME TUBE D150/125 L278 | 182.3
65300807 | FLAME TUBE D150/125/115 L417 | 198.3
65300808 | SOUND INSULATION / AIR BOX | 68.5
65300809 | AIR RECYCLING | 33.8
65300810 | AIR FLAP CPL. C05 | 110
65300811 | FAN WHEEL D190 X82 D12,7 | 103.4
65300812 | COVER HOUSING+ SCREW | 117.4
65300813 | MOTOR 0,42KW230V D12,7 | 286.7
65300814 | MOTOR 750 W | 354.3
65300815 | GAS ROD EQUIPPED SHORT | 647.5
65300816 | GAS ROD EQUIPPED LONG | 647.5
65300817 | GAS ELBOW+ SHORT TUBE | 96.5
65300818 | GAS ELBOW+ LONG TUBE | 99.9
65300819 | ADJUST ROD L 416 SHORT | 52.3
65300820 | ADJUST ROD L 556 LONG | 52.3
65300821 | ADJUST ROD CPL. | 80.7
65300822 | FLAME TUBE D150/125/100 L277 | 182.3
65300823 | FLAME TUBE D150/125/100 L417 | 198.3
65300830 | COVER HOUSING EQUIPPED | 118
65300832 | ROTATION CONTROLLER IM21-14-CDTRI | 2095.1621
65300833 | LOAD CONTROLLER JUMO DICON 500 E:4 ANA. S:2 I | 6163.2184
65300834 | FILTERKIT F. PUMPS SUNTEC+ DANFOSS | 87.6
65300835 | SHUTTER LPG | 48.9
65300837 | ACTUATOR TYP 02.25 2500 | 1289.5
65300838 | CONTROL UNIT TCG 141.02noTC | 256.6
65300840 | GAS VALVE VGF10 404 DN40 | 980.2
65300845 | OIL HOSE 30 BARS DN25 L 2000 | 525.1816
65300849 | INLET OIL TUBE EK DUO | 360.8552
65300850 | OIL PRESS.SWITCH DSB 143 F931 0-6BAR | 449.8
65300851 | CABLE GAS VALVE+2XPLUG DIN/RAST 5P L1500 | 80.3
65300852 | CABLE GAS P.SWITCH+PLUGDIN/RAST2P L1500 | 41.2
65300854 | SET SCREW HC,M12X80 | 27
65300856 | OIL PUMP BFP 21 L3 R2 | 136.8
65300858 | NOZZLE ROD EQUIPPED SHORT | 248.2
65300859 | NOZZLE ROD EQUIPPED LONG | 250.5
65300860 | FLAME TUBE D100/78/75 L230 | 174.9
65300861 | FLAME TUBE D100/78/75 L360 | 220
65300868 | WIRING GAS VALVE | 95.5
65300869 | WIRING GAS PRESSURE SWITCH | 71.1
65300870 | PLATE BUTTON RESET | 19.8851
65300871 | FLANGE AGA51 RP2" | 113.4
65300872 | CONTROL UNIT TCG 151.04TC+Perm V. | 256.6
65300878 | CONTROL UNIT TCH 211.00 | 256.6
65300879 | CONTROL UNIT TCH 311.00 | 256.6
65300880 | CONTROL UNIT TCG-211.00 ( VER OBSR. ) | 256.6
65300881 | CONTROL UNIT TCG 511.01TC | 256.6
65300883 | BAFFLE PLATE D310/100 18SL | 1361.4943
65300884 | BAFFLE PLATE D26 | 481.6092
65300885 | GAS TUBE D6X66 | 84.1759
65300886 | FLAME CUP D322 DELTA | 2782.1839
65300927 | KIT IGNITION PILOTE ZTO | 5036.3448
65300932 | GAS VALVE MB-VEF407 B01 S32 RP3/4" | 1922.9
65300933 | DISPOSITIF OF ADJUST | 58.3667
65300934 | HOLDER DIFFUSER STAR GAS | 330.0736
65300936 | SPINDLE / AIR FLAP D12/6,5X57 | 37
65300939 | O-RING D113,97X2,62 PRP119-70SN01 | 40.5
65300944 | HOUSING C03 NOT PAINTED | 174.9
65300945 | CABLE VOLUMETRIC COUNTER+PLUG 2P | 54.6
65300947 | PLACA PORTA COMPONENTES | 256.7
65300950 | GASKET/DASHBOARD PLATE 61,5X60,5 | 21.8
65300952 | CUPPER TUBE EQUIPE D4 EK03.15/22L-ZON / | 50.2299
65300953 | IGNITION CABLE BERU D6,35/D6,4 L600 AP | 93.7931
65300961 | COVER.TUBE CENT.2D | 125.6
65300963 | DISPLAY/SPEED DRIVES ABB ACH 550 | 623
65300964 | CONTROL UNIT LCG 911 BT320 | 686.5
65300965 | CABLE MOTOR+PLUG 3P/RAST3P L290 BT3xx | 55.7
65300966 | CABLE IG.TRANSFO+PLUG3P/RAST3P L250BT3xx | 32.7
65300967 | CABLE GAS VALVE+PLUG DIN/2XRAST3P L2000 | 55.2
65300968 | CABLE GAS P.SWITCH+P.DIN/RAST3P L1500BT3 | 74.8
65300969 | SPACER FOR BT3xx | 44.9
65300970 | IONISATION CABLE RAST4P/D4 F L350 BT3xx | 79.2
65300971 | CABLE+PLUG WIELAND 7P/3XRAST3P L370 | 89.5
65300972 | CABLE+PLUG WIELAND 4P/RAST 3P L350 | 69.3
65300973 | HOLDER WIELAND PLUG 4+ 7 P. | 40.5
65300974 | SQUARE PASS-CABLES | 38
65300978 | GAS CONN.VALVE GASTRAIN MBC300 | 846.5
65300979 | GAS CONN.VALVE GASTRAIN MBC700 | 846.5
65300980 | ACTUATOR STE 4,5 BO37/6 R | 219.8851
65300981 | KIT O-RING GASKET GASTRAIN MBC | 30.1
65300984 | WIELAND PLUG 3P. DOUBLE BLACK | 21.9
65300987 | GAS STABILISATOR 1" 1/2 RP40 | 133.4
65300989 | AIR RECYCLING | 55.2
65300990 | COVER HOUSING NC95/210 CUENOD | 235.9
65300991 | AIR PRESS.SWITCH 604.92 1-10MB+PLUG | 96.5
65300992 | CONTROL BOARD | 48.9
65300993 | RUBBER FUNNEL DGC36 D54 | 31.2
65300994 | CABLE SOL.VALVE+2XP.DIN/RAST3PL1800VS+V1 | 74.5
65300995 | CABLE SOL.VALVE+PLUG DIN/RAST3P L1750V2 | 49.5
65300996 | CABLE SOL.VALVE+PLUG DIN/RAST3P L1800V3 | 49.5
65300997 | CABLE IGNIT.TRANSFO+PLUG 3P/RAST 3P L740 | 25.7
65300998 | CABLE CELL MZ+PLUG2P/RAST3P L600 | 47.2
65300999 | CABLE GMP+PLUG 3P/RAST 3P L920 | 31.2
65301000 | CABLE MOTOR+PLUG WIE. 4P 4X1,5 L560 | 40.2
65301001 | ACTUATOR STE 4,5 Q3.51/6 R 3NM+CABLE L500 | 469
65301002 | KIT AIR FLAP+ SPRING FOR PREMIO 02 | 49.9
65301005 | GAS ROD HEAD EQUIPPED SHORT | 1111.6
65301006 | GAS ROD HEAD EQUIPPED LONG | 1128.7
65301007 | GAS ROD HEAD EQUIPPED MEDIUM | 1111.6
65301008 | BAFFLE PLATE D125/40 9SL R 4DRIL. | 76.3
65301009 | GAS SHUTTER | 61.1
65301010 | SHUTTER D22X44/GAS NOZZLE | 82
65301011 | IONISATION CABLE D4 BAN/D6,35 L850 | 47
65301012 | IONISATION CABLE D4 BAN/D6,35 L1050 | 55.7
65301013 | FLAME TUBE D170/141/125 L305 POS.26° | 232.2
65301014 | FLAME TUBE D170/141/125 L415 POS.26° | 307
65301015 | FLAME TUBE D170/141/125 L525 POS.26° | 293.3
65301016 | COVER HOUSING VECTRON ELCO | 218.9
65301017 | AIR RECYCLING | 39
65301019 | CABLE GAS P.SWITCH+P.DIN/RAST2PL2100REP8 | 41.1
65301020 | CABLE GAS VALVE+PLUG DIN/RAST5P L2100 | 41.7
65301021 | CONTROL UNIT TCG 511.00 GAS | 256.6
65301022 | GAS CONN.VALVE DN65 | 513.1
65301023 | GAS CONN.VALVE DN80 | 760.2
65301024 | GAS CONN.VALVE RP2" | 490.3
65301025 | GAS PRESSURE TUBE VGD40 DN65 | 188.8
65301026 | GAS PRESSURE TUBE VGD40 DN80 | 188.8
65301027 | GAS ROD HEAD EQUIPPED SHORT | 1355.6
65301028 | GAS ROD HEAD EQUIPPED LONG | 1399.2
65301029 | GAS ROD HEAD EQUIPPED MEDIUM | 1438.1
65301030 | KIT GAS NOZZLE | 549.7
65301031 | FLAME TUBE D227/157 L380 | 263.5
65301032 | FLAME TUBE D227/157 L623 | 280.2
65301033 | FLAME TUBE D227/157 L530 | 270
65301034 | CABLE GAS P.SWITCH+P.DIN/RAST2PL2100 TC | 41.2
65301035 | PHOTOCELL IRD 1020.1 WHITE AXIAL | 280.3
65301036 | GAS VALVE MB-VEF412 B01 S32 RP1"1/4 | 1601
65301037 | GAS VALVE MB-VEF420 B01 S32 RP2" | 1885.2
65301038 | NOZZLE ROD EQUIPPED SHORT | 1123.9
65301039 | NOZZLE ROD EQUIPPED LONG | 1444
65301040 | NOZZLE ROD EQUIPPED MEDIUM | 1341.4
65301041 | NOZZLE ROD EQUIPPED SHORT | 971.2
65301042 | NOZZLE ROD EQUIPPED LONG | 1263.6
65301043 | NOZZLE ROD EQUIPPED MEDIUM | 1153.5
65301044 | IGNITION CABLE D4/D6,35 L1050X2 | 117.4
65301045 | FLAME TUBE D170/155 L305 | 329.8
65301046 | FLAME TUBE D170/155 L525 | 368.8
65301047 | FLAME TUBE D170/155 L415 | 439.8
65301048 | AIR PRESS.SWITCH 604.94 5-20MB+PLUG | 96.5
65301049 | CABLE SOL.VALVE+PLUG 3P/RAST3P L1000V1 | 32.8
65301050 | CABLE SOL.VALVE+PLUG 3P/RAST3P L1000V2 | 32.8
65301052 | SPRING FOR ACTUATOR SKP25 AGA23 | 58.7
65301053 | CONTROL UNIT TCH 231.05CMAR | 256.6
65301055 | OIL DASHBOARD PLATE | 41.1
65301056 | FAN WHEEL D133 X42 D12,7 | 110.8
65301057 | KIT BAFFLE PLATE D74 +NOZZLE D50+SHUTTER | 100.1
65301058 | CABLE CELL IRD+PLUG3P/RAST3P L600 | 23.2
65301060 | CABLE GAS P.SWITCH+P.DIN/RAST3P L2000BT3 | 77
65301061 | CABLE GAS VALVE+PLUG DIN/2XRAST3P L1600 | 55.2
65301062 | CABLE IG.TRANSFO+PLUG3P/RAST3P L600BT3xx | 32.7
65301063 | CABLE CELL IRD+PLUG3P/RAST4P L600 | 40.8
65301064 | GAS FLAP DN65+ SPACER 2"1/2 | 939.7
65301065 | KIT O-RING GASKET GASTRAIN MBC | 65.1
65301066 | KIT O-RING GASKET GASTRAIN VGD | 84.2
65301067 | GAS VALVE MBC1900 SE DN65 | 3270.2
65301068 | GAS PRESSURE TUBE+ UNION | 80.3
65301069 | MOUNTED RELAY LOVATO | 132.5
65301070 | COUPLING AIR FLAP/STE 4,5 Q3 EQ.L320 | 250.1
65301071 | COUPLING AIR FLAP/STE 4,5 B0 EQ.L320 | 250.1
65301072 | COUPLING AIR FLAP/STE 4,5 Q3 EQ.L284 | 320.5
65301073 | CARDAN ROD EQUIPPED STE 4,5 Q3 | 25.5
65301074 | CARDAN ROD EQUIPPED STE 4,5 B0 | 25.5
65301075 | GAS PRESSURE TUBE VGD20 RP2 | 188.8
65301076 | KIT OIL SOLENOID VALVE ASSEMBLED | 340.4
65301078 | FIRING HEAD VB 2.38 | 574.2
65301080 | FIRING HEAD VB 2.66/77 | 671.8
65301081 | FIRING HEAD VB2.85 | 671.8
65301082 | FIRING HEAD VB 2.95 | 671.8
65301083 | FIRING HEAD VB 2.100 | 671.8
65301084 | KIT BAFFLE PLATE MB927 D27 ELECT. L86 | 246.6
65301085 | KIT BAFFLE PLATE MB929 D29 ELECT. L86 | 246.8
65301086 | KIT BAFFLE PLATE MB931 D31 ELECT. L86 | 205.2
65301087 | KIT BAFFLE PLATE MB933 D33 ELECT. L86 | 202
65301088 | IGNIT.ELECTR. D7/12X80D6,4D3X87,5 10°R+L | 97.1
65301089 | NOZZLE ROD DAN PHB-LE L281+SOCKET | 113.8
65301090 | NOZZLE ROD DAN PHB-LE L330+SOCKET | 117.4
65301091 | TUBE D16 L185 GUIDE PHOTOCELL PWM 800 | 46.6
65301092 | TUBE D16 L260 GUIDE PHOTOCELL PWM 900 | 50.2
65301093 | GRADUATED RULER | 20.3
65301094 | GASKET/HOUSING-FL.TUBE D99,5/90X1,5 | 18.6
65301095 | SILENCER | 84.5
65301096 | O-RING D63X3 NBR | 18.5
65301097 | O-RING D8X1/NOZZLE LINE YELLOW | 14.6
65301098 | BLOWER NRG 118 | 254
65301099 | BLOWER NRG 137 | 587.9
65301100 | GASKET/MOTOR PLATE 10X7/2,5 PWM | 21.7
65301101 | OIL RECUPERATOR | 26.4
65301102 | TUBE NOZZLE ROD | 45.4
65301103 | MOTOR 0,075KW230V CS F0 GMP | 155.977
65301104 | CONTROL UNIT TCH 241.00PWM | 241.5172
65301105 | CABLE MOTOR+PLUG 5P/CONN. 6P+3P L600 | 36.8
65301106 | CABLE MOTOR+PLUG 3P/RAST3P L550 | 35.5
65301107 | CABLE MOTOR+RAST3P L550RG118 | 34.9
65301108 | CABLE MOTOR+PLUG 3P/RAST3P L550RG137 | 34.1
65301109 | DISPLAY ver ( OBSR. ) | 216.3
65301111 | CABLE ACTUATOR+PLUG6P/RAST6P L1400 | 141.6
65301112 | AIR RECYCLING D 146 (IRON) | 50.2
65301113 | DIAPHRAGM D29xD.6 / 2,5mm | 48.5
65301114 | CABLE SOL.VALVE+PLUG 3P/RAST3P L475V3 | 43.6
65301115 | CABLE SOL.VALVE+PLUG DIN/RAST3P L350V2 | 53.9
65301116 | AIR RECYCLING | 40.8
65301117 | GAS ELBOW+ SHORT TUBE | 178.7
65301118 | GAS ELBOW+ LONG TUBE | 206
65301119 | GAS ELBOW+ MEDIUM TUBE | 217.7
65301120 | SWIRLER D155/75X220 10SL | 455.3791
65301122 | CONTROL UNIT TCG 161.06TC+QS 120s+Perm V. | 256.6
65301123 | CONTROL UNIT TCH 161.09QS 120s.+Perm V. | 256.6
65301124 | MOTOR 2,7KW400/690V D24+PLUG | 895.1
65301125 | TEFLON SHOE / ADJUSTMENT FUEL HYDRO BG PRO | 101.6977
65301126 | CONTROL UNIT TCG 231.01 | 256.6
65301127 | CONTROL UNIT TCG 231.03TC+Post V. 90s | 256.6
65301128 | CONTROL UNIT TCG 231.04TC+QS 30s+Perm V. | 256.6
65301129 | CONTROL UNIT TCG 231.05TC+QS 60s+Perm V. | 256.6
65301130 | CONTROL UNIT TCG 231.07TC+Pre V. 40s | 256.6
65301131 | CONTROL UNIT TCG 231.08TC+Pre V. 300s | 256.6
65301132 | CONTROL UNIT TCG 231.09TC+Pre V. 600s | 256.6
65301133 | GAS ROD EQUIPPED LONG | 456.9
65301134 | GAS ROD EQUIPPED SHORT | 404.4828
65301135 | GAS ROD EQUIPPED LONG | 456.9
65301136 | ADJUST ROD STAR GAS L 393 | 75.8
65301137 | FLAME TUBE D100/88 L350 | 260.7
65301138 | FLAME TUBE D115/88 L350 | 254.3
65301139 | NOZZLE ROD EQUIPEE SHORT P2.70 | 366.6
65301141 | FLAME TUBE D100/78 L350 | 323.5
65301142 | FLAME TUBE D115/100 L350 | 255.9
65301144 | GAS NOZZLE D22X260 5SL+SHUTTER | 174.5
65301146 | NOZZLE ROD P2.120/KN | 400.8
65301147 | NOZZLE ROD P2.160/210/KN | 400.8
65301148 | NOZZLE ROD P2.160/210/KL | 471.5
65301149 | NOZZLE ROD P2.120/KL | 390.9
65301150 | CONTROL UNIT TCH 231.01Post V. 90s | 256.6
65301151 | CONTROL UNIT TCH 231.02QS 30s+Perm V. | 256.6
65301152 | CONTROL UNIT TCH 231.03QS 60s+Perm V. | 256.6
65301153 | CONTROL UNIT TCH 231.04Pre V. 40s | 256.6
65301154 | CONTROL UNIT TCH 231.06Pre V. 300s | 256.6
65301155 | CONTROL UNIT TCH 231.07Pre V. 600s | 256.6
65301158 | VOLUMETRIC FLOW METER VZO2 | 1887.5
65301161 | SPEED DRIVES VFNC3S-2004 PL 0,4KW | 520.9
65301162 | SPEED DRIVES VFNC3S-2007 PL 0,75KW | 606.7729
65301163 | CABLE SPEED DRIVES+PLUG 2P 2X0,75 L910 | 30.2
65301164 | CABLE+PLUG 7P/PLUG 7P L450+RKCF13-A5 | 129.8
65301165 | CABLE SPEED DRIVES+PLUG3P M+F 3X0,75L270 | 102.8
65301167 | CABLE RELAY/CONT.UNIT+PLUG3P 2X0,75 L310 | 30.1
65301168 | MOTOR 0,25KW230V D12,7 TRI C116 | 231.7
65301169 | MOTOR 0,3KW230V D12,7 TRI C112 | 286.7
65301170 | MOTOR 0,42KW230V D12,7 TRI C113 | 325.7
65301171 | MOTOR 0,75KW230V D12,7 TRI C114 | 354.3
65301172 | MOTOR 0,25KW230V D12,7 TRI C111 | 231.7
65301173 | INVERTER HOLDER C03 | 73.5
65301174 | INVERTER HOLDER C04-05 | 73.5
65301175 | INVERTER COVER HOUSING | 67.5
65301177 | CAPACITOR 18µF | 81.9
65301178 | CAPACITOR 16µF 2P 3mm | 81.9
65301179 | CONTROL UNIT TCG 811.00Vario | 256.6
65301180 | DIAPHRAGM D60x30x1 | 22.5
65301181 | DIAPHRAGM D60x32,5x1 | 22.5
65301184 | TUBE PRESSURE TAKE-OFF FURNACE D4/6X200 | 35.5
65301185 | TUBE PRESSURE TAKE-OFF FURNACE D4/6X350 | 42.5
65301187 | NOZZLE ROD RETURN D.42 LG.671 | 1854.6
65301188 | SOFT START PSR12-600-70 | 560
65301193 | BAFFLE PLATE D90/26X30 6SL | 244
65301194 | NOZZLE CARRIER M12-G3/8+HOLDER 86X25X12 | 173.4
65301195 | OIL HOSE DASH03-BANJO-3/8JIC L1100 | 140.5
65301205 | IGNITION CABLE D4/D4 L660 CARBON | 25.7
65301211 | RELAY FIN AUXILIAIRE CAL. 5-11 120V | 44.3
65301212 | FRONT PLATE COVER C06-C07 | 17.8
65301213 | SPEED DRIVES ACH550 5,5KW | 3095.6
65301214 | IGNITION TRANSFO. EBI 2X8 120V L410 | 149.2
65301220 | LOAD CONTROLLER RWF50.21A9 | 494.2
65301221 | MOTOR PLATE/FAN WHEEL C04 | 52.6
65301222 | MOTOR PLATE/FAN WHEEL C05 | 59.9
65301223 | KIT REPLACE IGNITION TRANSFORMER ZM20/10 2X5 230V | 182.3
65301230 | CABLE MOTOR+PLUG 3P+RAST 3P/3P L850+L300 | 73.2
65301231 | CABLE IG.TRANSFO+2P/RA2P/2X0,75L730+350 | 74
65301232 | CABLE+P.WIEL.7P+4P+RAST3P/7P+RAST3P L650 | 132.5
65301233 | CABLE AIR PRES.SWITCH+PLUG2P/2X0,75 L520 | 32.7
65301234 | HOLDER/WIELAND PLUG | 57
65301235 | MODULE DUAL FUEL+COVER | 173.4
65301236 | CABLE+RAST 8P/RAST 8P+RAST 6P L760 | 74
65301237 | LINE COMP. VGL4.460-KN/T2 | 1937.2
65301238 | LINE COMP. VGL4.610-KN/T2 | 1937.2
65301239 | LINE COMP. VGL4.460-KL/T3 | 1937.2
65301240 | LINE COMP. VGL4.610-KL/T3 | 1937.2
65301241 | FLAME TUBE D150/132/160/137 L312 | 292.1
65301242 | FLAME TUBE D150/132/160/137 L452 | 343.3
65301243 | BAFFLE PLATE D125/40 9SL | 154.8
65301244 | GAS SHUTTER | 36.8
65301245 | TUBE GAS NOZZLE | 97.8
65301246 | TUBE GAS NOZZLE/IGNITION | 113.8
65301247 | NOZZLE CARRIER M12-G3/8+HOLDER D132X8 | 219.2
65301248 | ADJUST ROD I KN/T1 | 126.1
65301249 | ADJUST ROD I KL/T2 | 133.4
65301250 | GAUGE+CIRCLIP | 26.3
65301258 | KIT REPLACE IGNITION TRANSFORMER ZM20/10 L420 | 160.1
65301259 | TRANSFORMADOR ZE30/7 | 160.1
65301261 | ADJUST ROD II CPL. T1/KN | 198
65301262 | ADJUST ROD II CPL. T2/KL | 211.5
65301263 | GAS HEAD | 209
65301264 | GAS ELBOW+TUBE T1/KN | 185.9
65301265 | GAS ELBOW+TUBE T2/KL | 209.6
65301268 | GAS FLAP CPL. DN65 | 333.9
65301269 | GAS NOZZLE D22X159 6SL+SHUTTER | 83
65301270 | BAFFLE PLATE HOLDER | 152.7
65301271 | KIT SPACER MBC-300 | 129.1
65301272 | KIT SPACER MBC-700 | 181.2
65310037 | KIT WEARING SHOE+ROD+AXIS+CIRCLIPS | 203.6
65310039 | OIL PUMP BHG D 4 BH1 700L/H | 2711
65310040 | BAFFLE PLATE D260/80 | 805.7
65310096 | FLAME TUBE D220 L600 | 2448.5371
65310113 | NOZZLE ROD L 430 MAT DG-EK | 3313.8
65310122 | SPRING AIR FLAP BF2,5X1.4310 LEFT | 28.3
65310274 | MICROSWITCH HONEYWELL BZE6-2RQ | 249.1
65310280 | NOZZLE ROD RDG1250 L 860 | 2964.7
65310281 | FLAME TUBE D430/355 L440 | 1361.4
65310292 | IGNITION ELECTRODE D14X80 d6,4 D3X50 45° L | 55.6
65310293 | IGNITION ELECTRODE D14X80 d6,4 D3X50 45° R | 55.6
65310306 | AIR CONDUIT MAT19552-33 | 149.2
65310347 | INSPECTION GLASS | 47.1
65310351 | HYDRAULIC MOUNTING OIL OUTLET | 651.5
65310352 | HYDRAULIC MOUNTING OIL INLET | 534.1
65310353 | TIGHTNESS CONTROL VDK 200+CABLE+PIPES | 1196.3
65310371 | RING Z960K13 ELECTRODE HOLDER CPL. | 413.8
65310375 | GAS FLAP DN80 D80+ LEVER | 700
65310380 | JOINTED HOLDER GE18PW D35/18x16,5 | 127.2
65310381 | SOCKET GLY.PBG 161817F | 30.8
65310382 | BAFFLE PLATE D270/80 | 757.8
65310388 | BAFFLE PLATE D170/54 TK110 | 508.5
65310393 | CABLE CONNECT BCS 300 L3000 | 121.954
65310394 | INLET SOL.VALVE DRV 3/8" N° 12-1 | 536.8
65310402 | GASKET GUIDE CASING AIR CPL. | 21.8
65310409 | SHOCK ABSORBER M12X35 | 65.4
65310410 | GUIDE UPPER RPD | 547.1
65310418 | CONTROL UNIT ETAMATIC OEM | 4812.1
65310427 | GAS CONTROLLER MRV 69.2 | 2315.9
65310429 | HALF COUPLING SQM11/21 | 283.7915
65310432 | CARDAN ROD D10X340/80 M6 FLAP/ACTUATOR | 256.1
65310437 | BAFFLE PLATE D160/75 TK130 | 344.8
65310440 | COUPLING CROSS D43/19X10 | 34.4
65310441 | COUPLING CROSS D39/15X13 | 22.1
65310442 | BAFFLE PLATE D224/61 | 730.9
65310472 | GAS / OIL CONTROLLER MVR69.2 | 2523.4
65310478 | SOLEN. VALVE LUC 322F7206 4270-14W | 1024
65310480 | COIL PAR 483824 P8 120V | 215.1
65310485 | HEATER OIL CPL.NE 1032 20KW (400V) | 8544.2644
65310499 | SPRING 4038-54 RPDF60/70 | 69.7
65310519 | GASKET/INSPECTION GLASS D59/50X1 | 14.8
65310522 | SIGHT GLASS RPD50L/60GL ZR | 73
65310567 | RECUPARATING SPRING | 75.8
65310570 | BAFFLE PLATE D210/70 TK146 | 778.6
65310571 | FLAME TUBE KL60G/GLI MZE II | 489.5
65310578 | BAFFLE PLATE D130/60 MAT 6128-139 | 244.4828
65310584 | BAFFLE PLATE D360/67 | 1015.7
65310597 | COVER HOUSING PROFILE/M 300MM 28/18/6 | 117.2069
65310604 | FLAME TUBE RPD 20 | 482.1
65310608 | ONE-WAY SHUTTER Rp1/2" | 138.7
65310610 | BAFFLE PLATE D180/160 | 862.4
65310615 | AIR BOX EK6.170-200 R CPL | 1367.4138
65310627 | SOFTWARE SERVICE ETAMATIC | 765.7
65310641 | GAS CONTROLLER FRS 5100 | 1969.1
65310642 | GAS VALVE DMV-D5100/11 DN100 | 4167.9
65310654 | ROTARY CAM F MVR KL OIL | 1236.4
65310655 | SWITCH END RUN FOR AIR FLAP | 395.0701
65310657 | BAFFLE PLATE D280/67 | 882.3
65310658 | KIT CPL AIR CONTROLLER RPD60 | 654.6
65310659 | BAFFLE PLATE D300/90 | 469.1
65310660 | ELECTRIC RESISTOR 50W 220V | 1968.8
65310670 | GAS PRESS.SWITCH GW 50 A5+GDMW 30-11 | 182.3
65310672 | GAS PRESS.SWITCH GW 150 A5+GDMW 30-11 | 182.3
65310685 | FLAME TUBE D270 L600 FLANGE DN80 | 2595.1264
65310688 | GAS FLAP BVG 100 Z05 Z | 563
65310702 | KIT PUSH BUTTON FOR GAS COMMAND | 1163.2
65310704 | KIT PUSH BUTTON FOR AIR COMMAND | 467.7
65310724 | IGNITION CABLE D4/SATRONIC 72750 | 75.8
65310727 | THERMOSTAT EM-2 0-150°+ PROBE D6X113 | 378.4
65310728 | SOLEN. VALVE LUC 321H2523 19W 120V | 526.3356
65310729 | SOLEN. VALVE LUC 121G2523 G1/8" 19W | 1047.5
65310732 | IGNITION BURNER ZB12 | 623.3
65310746 | THERMOSTAT EMFF23 50-200°C | 250.5149
65310749 | TIGHTNESS CONTROL VPS504 S04 | 1544.4
65310754 | FLAME DETECTOR SYSTEM F250 24V DC | 2653.2
65310755 | GAS VALVE MV-D507/5 RP3/4" | 347.5
65310760 | FAN WHEEL D315X114 d38 | 1268.3
65310777 | PHOTOCELL F200 K2 UV-3 4-20mA | 4327.1
65310778 | ACTUATOR TYP 02.25 2500 | 1289.5
65310779 | BAFFLE PLATE D280/74 | 1544.4
65310796 | O2 SENSOR LS-2 | 1939.5
65310799 | PHOTOCELL FFS 05+PLUG | 1386.2069
65310809 | POTENTIOMETER 90° - 5000 OHM | 272.6
65310816 | GAS PRESS.SWITCH GW 500 A5 30-500MB | 143
65310822 | ACTUATOR TYP 02.25 3000 | 1599.7
65310849 | ACTUATOR TYP 02.25 4500 | 1864
65310851 | SPRING FOR ACTUATOR SKP25 15-120 MBAR | 44
65310852 | GAS PRESS.SWITCH GW 500 A5 30-500MB | 150
65310853 | GAS PRESS.SWITCH GW 500 A6 100-500MB BG | 211.9
65310854 | MANOMETER 0-100 | 221.5
65310855 | MANOMETER 0-160 | 221.5
65310859 | GAS CONTROLLER RS 250 DN 50 | 4211.4943
65310863 | SPRING D1,3 | 24.2
65310867 | NOZZLE ROD RETOUR | 3576.8
65310868 | GASKET D120/111,5X2 | 50.2299
65310871 | GASKET/PLATE 82/72X37/22X2 | 22.4
65310872 | SLEEVE SHEALTH D37/44 L 180 | 142.8977
65310895 | GASKET/COLD AIR CASE-IGNITION BURNER RPD | 19.5
65310896 | BAFFLE PLATE D280/90 MAT 13145 | 312.7
65310898 | GAS FLAP DKG/BVG DN80 | 808.5
65310903 | PRIMARY AIR FLAP RPD70-90 | 1196.3
65310904 | SPRING D30/3-L123/72-N23,5 | 44
65310905 | AIR PRESS.SWITCH LGW 50 A4 2,5-50MB | 443.7
65310906 | CLAMPING RING | 28.4
65310925 | IGNITION TRANSFO. EBI 2X7,5 230V | 111
65310926 | CABLE IGNIT.TRANSFO+PLUG 3P/052F002 L630 | 26.6488
65310960 | BEARING SOCKET AIR FLAP TYPE 1626B | 205.1
65310989 | IGNITION ELECTRODE D9X50 D3X65 105° L 150 d4 | 93.1
65310990 | IGNITION ELECTRODE D9X50 D3X71 20° L 150 d4 | 93.1
65310991 | BAFFLE PLATE D238/45X36,5 8SL | 346
65311014 | GASKET/HEATER NE422-1032 | 17.8
65311015 | THERMOSTAT EMF-5 0-200° | 158.2
65311016 | OIL CONTROLLER L-DRV 3/8 NR20 40-300 | 1158
65311025 | BAFFLE PLATE D260/104/62X40 12SL | 706
65311029 | IGNITION TRANSFO.ZA20 140 2X7 230V+IG.CAB | 497.2
65311030 | ROD FLAP 1/2" FIG.501 | 292.7
65311032 | SPRING AIR FLAP RPD MAT 4038-16 | 198.2
65311033 | HOLDER BLAST PIPE | 293.2
65311034 | SWIRLER RPD30/40 | 383.5
65311035 | CENTRING D113/51 | 128.4
65311036 | PROTECTION TUBE D37/50 L 1568 | 791.7
65311037 | FLANGE 138X138X30D58/25 | 318.2
65311038 | GASKET/NOZZLE LINE 138X138X2 D126 | 34.3
65311039 | HOLDING RING D51 | 136.6
65311040 | O-RING D50X5 | 27.3
65311041 | CLOSING RPD50GLY BLAST PIPE | 333.2
65311055 | STAINLESS STEEL OIL HOSE G1/2 | 311.3
65311064 | PLUG-IN BASE AGM17/CONTROL UNIT LGK | 115.0575
65311068 | GAS CONTROLLER RS 250 DN 25 | 4387.4
65311098 | SUPPLY RECTIFIER EGD2 | 199.1
65311125 | GAS VALVE 5Z SHDA | 3770.3
65311126 | HEATER NOZZLE ROD RPD40S | 2326.4
65311127 | BAFFLE PLATE D240/80 | 702.1
65311159 | BAFFLE PLATE D210/70 12SL 12DRIL. | 622.4
65311162 | EXTERNAL CONTROL BOARD ETAMATIC OEM | 853.8
65311164 | DUPLICATOR SIGNAL 4-20 MA | 1315.5
65311167 | BAFFLE PLATE D155/70 MAT 6128-107 | 265
65311168 | BAFFLE PLATE D450/80 | 880.3
65311169 | FILTER SCAM KL70S 750L/H | 2249.8
65311170 | NOZZLE ROD RESISTOR | 772.8
65311173 | GAS FLAP DKG/BVG DN150 D80+LEVER | 1024.7
65311174 | CARDAN ROD D10X80 GAS FLAP | 447.8161
65311175 | CARDAN ROD D10X410 AIR FLAP | 171.1
65311176 | GEAR Z=32 M=1,25 BO=8 | 110.2
65311177 | FAN WHEEL D424/20X60 D28 | 1722.4
65311195 | BAFFLE PLATE D425/80 | 769.9
65311196 | BAFFLE PLATE TYP U RPD30 U1 | 507.1
65311227 | MANOMETERPUSH BUTTON 1/2" | 79.2
65311244 | CENTRING FOR KL60 | 326.1
65311249 | OIL PRESS.SWITCH DSB 170 F931 5-40BAR | 617.7
65311284 | IGNITION TRANSFO. HEGWEIN Z550K230V | 598.6
65311293 | NOZZLE ROD RESISTOR 150W D10X100 | 207.3
65311296 | GAS VALVE DMV-D5080/11 DN80 | 3311.5
65311298 | AIR GUIDE D342X75 | 251.7
65311303 | GAS PRESS.SWITCH DG 50 2,5-50MB | 210.5
65311304 | GAS PRESS.SWITCH DG 150 30-150MB | 208.5
65311305 | GAS PRESS.SWITCH DG 500 100-500MB | 210.5
65311307 | OIL CONTROLLER VALVE L-DRV 21 EQ. | 5082.1
65311308 | TIGHTNESS CONTROL TC410 | 630.1
65311315 | GUIDE FOR PILOT FLAME | 302.1
65311316 | IGNITION BURNER ZTO 120M | 3412.9
65311319 | TIGHTNESS CONTROL DSLC PX VX | 1016.7816
65311324 | PRIMARY ELBOW | 339.9
65311326 | FLAME TUBE KL60G/GL II MZE I/II 450VL. | 1089.3
65311329 | NOZZLE ROD MAT36 | 6250
65311330 | AIR THROTTLE BG RPD50 | 2544.7
65311331 | PRIMARY AIR ELBOW RPD30/40 | 725.4
65311332 | PHOTOCELL QRA 55 E27 | 859.5
65311336 | GAS NOZZLE D13,5+SHUTTER | 95.7782
65311337 | GAS NOZZLE D30X2 | 102.7
65311338 | GAS SHUTTER D80 | 242
65311341 | CONTROL UNIT LGK 16.322 A27 | 890.2989
65311342 | GASKET/GASTRAIN D218/169X2 DN150 | 29.5
65311343 | GASTRAIN IGNITOR | 1433.4
65311344 | T-UNION P-TV 12 L | 62.2
65311346 | ADJUST UNION WV 12 L | 52.8
65311348 | BAFFLE PLATE D310/80 | 506.1
65311349 | GASTRAIN IGNITOR CG15 | 1433.4
65311354 | SWIRLER RESTRICTOR D85/144 | 154.7
65311361 | FILTER ELEMENT+O-RING RP1"1/2 | 121.6
65311362 | TEST BURNER W. PUSHBUTTON TAP PB2 | 161
65311364 | GASKET/DISPLAY 152/140X80/70X2 | 36.5
65311366 | SENSOR CONNECTION BOX SAK F. LS2 | 341.3
65311371 | HEAT SHRINKABLE SLEEVE BLACK 6/2mm | 25.8
65311374 | ROUND PLUG D6.4 FOR IGNITION CABLE X2 | 31.3
65311377 | FLANGE AGF10.50 RP2" | 113.4
65311382 | IGNITION BURNER ZB 2 BG EK9 | 761.4
65311383 | GAS FLAP CONTROL | 204.8
65311388 | IGNITION CABLE D4 L50 | 21.2
65311391 | HOLDER NOZZLE ROD | 230.4
65311392 | CENTRING NOZZLE ROD | 306.6322
65311394 | COVER AIR INTAKE BOX N7 | 571.5
65311395 | AIR CHANNEL LEFT INSULATED N7 | 643.3
65311396 | HOLDER PHOTOCELL | 884.8
65311406 | MOTORPUMP GROUP 1630-I-4-So-IE2 30bar EL | 4906.4
65311407 | MOTOR 3KW230/400V D28 1400 tr/mn GMP IE3 | 2025.7
65311410 | OIL PUMP VBHRG I 410 SO 1700L/H | 2858.6
65311412 | PLATE ACTUATOR STE | 141.6
65311414 | OI FILTER R1Z OVENTROP | 190.7
65311415 | FLAME TUBE D369/300 L583 F3 | 1526.6
65311416 | FLAME TUBE D369/300 L723 F3 | 1683.6
65311417 | FLAME TUBE D369/300 L863 F3 | 1871.1
65311418 | FLAME TUBE D431,5/369/300 L598 F3 | 1886.5
65311419 | FLAME TUBE D431,5/369/300 L748 F3 | 1985.5
65311420 | FLAME TUBE D431,5/369/300 L898 F3 | 2052.7
65311421 | AIR GUIDE D232/274X300 | 416.8
65311422 | SWIRLER D230/210/121X325 10SL | 610.1
65311423 | GAS NOZZLE H D28/22 L 100 140° EK8 GL-F2 | 110.8
65311424 | GAS NOZZLE S D25/19 EK8 GL-F2 | 112.2
65311425 | IGNITION ELECTRODE D9X50 D3X101 130° L 150 d4 | 93.1
65311426 | IGNITION ELECTRODE D9X50 D3X30 90+50° L 150 d4 | 93.1
65311427 | ADJUST ROD N6/7 GL-F3 140VL. | 290.9
65311428 | ADJUST ROD N6/7 GL-F3 280VL. | 251.4
65311429 | ADJUST ROD N6/7 GL-F3 150VL. | 290.9
65311430 | ADJUST ROD N6/7 GL-F3 300VL. | 295
65311431 | NOZZLE ROD RDG1250 L 1060 | 2964.7
65311432 | NOZZLE ROD RDG1250 L 1160 | 4532.5
65311433 | CONNECTION ROD CS10X325 | 75.3
65311434 | COUPLING ACTUATOR N8-N9 GL E-F3 | 187.1
65311435 | OIL HOSE DN16 NL500 | 267.1
65311436 | SWITCH 3 POS. FIX | 80.6
65311437 | SWITCH 3 POSITION M22-WLK3-W | 81.3
65311438 | ILLUMINAT. SELECT. BUTTON, 2-STEP,LOCK. | 80.7
65311439 | TERMINAL STRIP WAGO STRG.N6-9 GL-E/F3 TB | 651.1
65311440 | CONNECTOR EMV CARRIER 3-6 mm | 46.8
65311441 | FEED-THROUGH TERMINAL (ORANGE) 2001-1202 | 16.3
65311442 | CONNECTOR EMV CARRIER 6-8 mm | 46.8
65311443 | FEED-THROUGH TERMINAL (GREY) 2001-1201 | 16.6
65311444 | FEED-THROUGH TERMINAL (EARTH) 2001-1207 | 24.3
65311445 | FEED-THROUGH TERMINAL (EARTH) 2001-1407 | 27.7
65311446 | WAGO OPERATING TOOL 2009-309 | 75.1
65311447 | FEED-THROUGH TERMINAL NEUTRAL 2001-1404 | 18.2
65311448 | FEED-THROUGH TERMINAL NEUTRAL 2001-1204 | 16.3
65311449 | FEED-THROUGH TERMINAL (GREY) 2001-1401 | 17.8
65311450 | TEST LOAD ETAMATIC 663R1199 | 52.7
65311451 | CABLE GLAND CLICK M16 BLACK | 20.8
65311452 | SOLEN. VALVE LUC 321H2523 19W 230V | 710.1
65311453 | GAS VALVE VGD40 125 DN125 | 8098.7
65311454 | O-RING D30X4 | 14.7
65311455 | SWIRLER D190/170/84X235 10SL | 471.9
65311456 | GAS NOZZLE D18/16X70 - 135° | 51.7
65311457 | SWIRLER RESTRICTOR D85/126 | 73.5
65311464 | SWIRLER D210/190/101X300 10SL | 637.9
65311465 | GAS NOZZLE D25/17X82 - 140° | 90.7
65311466 | GAS NOZZLE D20X32 ELBOW | 58.7
65311467 | GAS NOZZLE D25/20X95 - 135° | 35.5
65311468 | GAS NOZZLE D20X76 ELBOW | 60.1
65311469 | IGNITION ELECTRODE D9,2X50 D3X86 50° L 150 d4 | 52.4
65311470 | GAS NOZZLE D18X29,5 ELBOW | 51.7
65311471 | IGNITION TRANSFO. EBI 1X11 230V | 97.8
65311472 | MIRROR FOR INSPECTION GLASS | 48.4
65311473 | FAN WHEEL D450/252X90 D38+PLATE D58/12 | 747.1
65311474 | AIR RECYCLING | 202.8
65311476 | SPINDLE / AIR FLAP 12X12X510 | 87.7
65311477 | AIR FLAP N6-N7 | 90.6
65311478 | AIR FLAP ADJUST INDICATOR N6-7 | 32.5
65311483 | CLAMP RING D12/10X20/ELECTRODE | 21.2
65311484 | IGNITION ELECT.D10X100 d6,4 D3X51,5 90° | 32.3
65311486 | TRANSMISSION HOSE Type 5 L 1200 Lift=10 | 234.5
65311487 | LEVER/GAS FLAP | 198.7
65311488 | GAS CONN.VALVE DN65-R2Z 2G1/4 PN16 | 738.2
65311489 | FAN WHEEL D438/225X89 D28+PLATE D68/12 | 840.4
65311490 | AIR RECYCLING | 194.4
65311491 | O-RING 6387D97,79X5,33 NBR | 24.6
65311492 | ADAPTER PLATE FOR GAS HEAD | 185.7
65311493 | GAS HEAD WITH INTERNAL ELECTRODE KL | 1099.6
65311494 | GAS CONN.VALVE DN65-DN80 PN16 | 781.7
65311496 | O-RING 199D117,48X5,33 NBR | 36.3
65311500 | FAN WHEEL D415/225X84 D28+PLATE D58/12 | 782.8
65311501 | FAN WHEEL D475/252X100 d38 | 1149.3
65311502 | COVER FASTENING MAGNET | 40.7
65311503 | GAS CONN.VALVE DN65-R1" 1/2Z 2G1/4 PN16 | 615
65311504 | GAS HEAD WITH INTERNAL ELECTRODE | 958.4
65311505 | GAS HEAD WITH INTERNAL ELECTRODE KM | 1067.7
65311506 | GAS CONN.VALVE DN65-DN65 PN16 | 647.2
65311507 | FLAME TUBE D263/220/171 L570 F3 | 1010.9
65311508 | GAS CONN.VALVE DN65-DN100 PN16 | 812.9
65311509 | GAS CONN.VALVE DN65-DN125 PN16 | 1378
65311510 | ADAPTER PLATE FOR GAS HEAD | 185.7
65311512 | CARDAN ROD D10X135 M6 AIR FLAP | 84.5
65311513 | TUBE PRESSURE TAKE-OFF FURNACE Grdl | 108.7
65311514 | TUBE PRESSURE TAKE-OFF FURNACE 130 vl | 108.7
65311515 | TUBE PRESSURE TAKE-OFF FURNACE 260 vl | 118.1
65311516 | FLAME TUBE D325/240/191 L470 F3 | 1115.2
65311517 | FLAME TUBE D325/240/191 L600 F3 | 1428.7
65311518 | FLAME TUBE D325/240/191 L730 F3 | 1585.6
65311519 | GAS HEAD WITH INTERNAL ELECTRODE | 1275.4
65311520 | FLAME TUBE D325/370/336 L425 | 531.1494
65311521 | GAS HEAD WITH INTERNAL ELECTRODE 130 vl | 1475.9
65311522 | GAS HEAD BASIS TUBE Grdl | 238.4
65311523 | GAS HEAD WITH INTERNAL ELECTRODE 260 vl | 1748.4
65311524 | FLAME TUBE D325/370/336 L555 | 779.6552
65311525 | FLAME TUBE D325/370/336 L635 | 1092.8736
65311526 | GAS HEAD BASIS TUBE G 130 vl | 468.2
65311527 | GAS HEAD BASIS TUBE G 260 vl | 479.6
65311529 | FLAME TUBE D263/320/290 L380 | 392.7586
65311530 | FLAME TUBE D263/320/290 L500 | 704.023
65311531 | FLAME TUBE D263/320/290 L620 | 728.1609
65311532 | GAS HEAD BASIS TUBE Grdl | 299.3
65311533 | GAS HEAD BASIS TUBE G 120 vl | 457.4
65311534 | GAS HEAD BASIS TUBE G 240 vl | 479.6
65311535 | FLAME TUBE D325/268/215 L470 F3 | 1035.7053
65311536 | FLAME TUBE D325/268/215 L600 F3 | 1435.8
65311537 | FLAME TUBE D325/268/215 L730 F3 | 1538.4
65311538 | AIR PRESSURE TUBE N6 | 135.1
65311539 | AIR PRESSURE TUBE | 135.6
65311540 | TUBE PRESSURE TAKE-OFF FURNACE | 108.7
65311541 | TUBE PRESSURE TAKE-OFF FURNACE 120 vl | 75.1
65311542 | TUBE PRESSURE TAKE-OFF FURNACE 240 vl | 112
65311543 | SWIRLER D240/214/101X325 10SL | 604.8
65311544 | GAS FLAP CPL. N6-N7 | 494.8
65311545 | MODULATING CAM CPL. | 1392.1
65311546 | GAS HEAD BASE TUBE N6 GL | 415.3
65311547 | GAS HEAD N6 GL | 863.5
65311548 | BAFFLE PLATE D240/70 12SL 6DRIL. | 160.4
65311549 | SETTING RING AIR D242X40 | 97.7
65311550 | SLEEVE FOR NOZZLE ROD | 158.6
65311551 | NOZZLE ROD | 261.1
65311552 | BLOCK OIL DISTRIBUTOR 30X30X120 3 STAGES | 184.3
65311553 | HOLLOW SCREW G1/4 | 90.6
65311554 | HOLDER OIL BLOCK 3 STAGES | 154.2
65311555 | IGNITION ELECTRODE HOLDER OIL | 118.6
65311556 | GAS NOZZLE D25/D16 L40 45° | 103.9
65311557 | OIL TUBE 3rd STAGE | 48.9
65311558 | OIL TUBE 2nd STAGE | 48.9
65311559 | OIL TUBE 1st STAGE | 48.9
65311560 | GAS HEAD TUBE N7 GL | 415.3
65311561 | SETTING RING AIR D242X28 | 86.5
65311562 | GAS NOZZLE D25/D18 L40 45° | 103.9
65311563 | MOTOR 0,55KW230/400V IE2 GMP | 535.7
65311564 | MOTOR 0,75KW230/400V GMP | 612.7
65311566 | FLAME TUBE D263/320/240/270 L380 | 1245.9
65311567 | BAFFLE PLATE D240/70 12SL 6DRIL. | 223.3
65311568 | SOLEN. VALVE PAR PM140.4 G1/4" DZH14 | 141.1
65311569 | FLAME TUBE D325/270/320/270 L425 | 1509.1954
65311570 | FLAME TUBE D325/280/340/270 L425 | 1509.1954
65311571 | FLAME TUBE D263/320/248/270 L380 | 1245.9
65311572 | MANOMETER GLYCERIN D 63 0-40 BAR G1/4 | 84.5
65311577 | OIL PUMP TA 3C 40107 | 1667
65311578 | UNION R 3/4Z OVENTROP | 159.5
65311579 | PRESSURE TAKE OFF G1/4+GASKET | 23.7
65311580 | GAS VALVE VGD20 4011 RP1"1/2 | 411.9
65311581 | GAS VALVE VGD20 5011 RP2" | 566.3
65311583 | GAS VALVE VGD40 080 DN80 | 2293.4
65311585 | CABLE CONNECT AGA 62 PLUGDIN L270 | 125.3
65311586 | PLUG ADAPTER AGA64 FOR SKP | 28.3
65311587 | TIGHTNESS CONTROL VPS504 S02 | 657.1
65311588 | ADAPTER-KIT VPS 504 DN40-DN80 | 158.2
65311590 | GAS VALVE VGD40 100 DN100 | 4036.9
65311593 | FLANGE AGA51 RP2" | 113.4
65311595 | AIR PRESS.SWITCH LGW 50 A2P 2,5-50MB | 113.3
65311597 | GAS PRESS.SWITCH GW 150 A6 10-150MB DIN | 108.7
65311598 | GAS PRESS.SWITCH GW 150 A5 30-150MB | 101.6
65311599 | STRAIGHT UNION 10 L-R3/8 | 26.3
65311600 | UNION ELBOW 6 L -G1/4Z | 50.7
65311601 | STRAIGHT UNION 12L/R 1/4WD | 52.8
65311602 | ADJUST UNION P-ELV 12L | 67.7
65311603 | ADJUST UNION EWS 12 L-SS | 39.1
65311604 | UNION ELBOW CONNECTOR P-EWV 8 L | 40.5
65311605 | UNION P-KV12L | 135.3
65311606 | STRAIGHT UNION P-GEV 8LR-WD-VI | 36.8
65311607 | STOPPER VSD 12L/S O.M.MB. | 19
65311608 | UNION ELBOW CONNECTOR P-EWV12L-SV | 55.2
65311609 | GAS TUBE DIN 2391-ST35.4-NBK-8X1,0-ZINC COAT | 69.7
65311610 | GAS TUBE DIN 2391-ST35.4-NBK-12X1,5-ZINC COAT | 49.1
65311611 | GASKET/GASTRAIN D127/77X2 DN65 | 24.1
65311612 | GASKET/GASTRAIN D142/90X2 DN80 | 23.4
65311613 | GASKET/GASTRAIN D162/115X2 DN100 | 23.4
65311614 | GASKET/GASTRAIN D192/141X2 DN125 | 25.2
65311615 | PLUG SOCKET GDMW 30-11 DF | 25.2
65311616 | GASKET/GAS VALVE PLUG GDM 3-21 | 15.4
65311617 | FLANGE 38X63X19 D12 T=100 GRD UFL001 | 75.4
65311619 | ETAMATIC OEM PC DONGLE | 1639.8
65311622 | BAFFLE PLATE D260/80 TK230 | 766.8
65311623 | FILTER ELEMENT GF150MF | 296.7
65311626 | BAFFLE PLATE D330/80 TK230 | 1013.1
65311628 | REDUCTION SLEEVE RP 1" - RP 1/2" | 65.7
65311629 | REDUCTION SLEEVE RP 1"1/2 - RP1" | 113.9
65311634 | GAS VALVE DMV-D520/11 RP2" | 1229.4
65311639 | IGNITION TRANSFO. Z112 230V K5 | 2931.6
65311640 | OIL PUMP BHG D 10 BH1 1700L/H | 2711
65311641 | HEATER CARTRIDGE H/160W PU.700-2000L/H | 208.8
65311645 | SETTING RING D110/130 ABA | 20.2
65311646 | TUBE INLET AIR FOR IGNITOR FLAME | 420.9
65311648 | HALF COUPLING SIDE MOTOR D28 | 404.7
65311649 | IGNITION BURNER ZB 2 BG EK7 | 722.4
65311650 | ACTUATOR STE 4,5 BT3XX+CABLE L3000 | 505.5
65311651 | BAFFLE PLATE D308/130 TKD230 45° | 938.7
65311652 | GAS NOZZLE D30x2/D10x1 | 110.8
65311653 | GAS NOZZLE D30X60 45GR. | 107.2
65311654 | BAFFLE PLATE D298/140 TKD230 45° | 820.6
65311655 | BAFFLE PLATE D328/130 TKD230 45° | 1092.5
65311656 | FLAME TUBE D369/369 L555 DELTA | 982.8
65311657 | POSITION AIR FLAP INDICATOR | 27.3
65311658 | HOLDER ACTUATOR / GAS FLAP | 139.3
65311659 | SPACER FOR GAS FLAP | 48.7
65311660 | COUPLING GAS FLAP/ACTUATOR STE N8-N9 | 156.6
65311661 | FLAME TUBE D431,5/362 L605 DELTA | 1250.6
65311662 | IGNITION ELECTRODE HOLDER | 99.7
65311663 | FAN WHEEL D580/334X92 D48 | 2320.6
65311664 | FAN WHEEL D580/334X90 D42 | 1681.2
65311665 | AIR RECYCLING D332 x 127,5 | 316.2
65311666 | MOTOR 22KW400/690V D48 IE3 GREY | 4169.1
65311670 | FAN WHEEL D556/320X86 D42 | 1518.4
65311671 | FAN WHEEL D525/290X81 D42 | 1891.2
65311672 | AIR RECYCLING D318x134 | 311.5
65311673 | AIR RECYCLING D288x127 | 366.6
65311674 | GAS CONN.VALVE DN100/DN65 | 976
65311675 | GAS CONN.VALVE DN100/DN80 | 1033.2
65311676 | GAS CONN.VALVE DN100/DN100 | 958.9
65311677 | GAS CONN.VALVE DN100/DN125 | 1465.3
65311678 | GAS CONN.VALVE DN100 / R2" STD. | 1649.2
65311679 | BAFFLE PLATE D255/140 TKD230 45° | 974.2
65311680 | BAFFLE PLATE D270/140 TKD230 45° | 1081.1
65311681 | BAFFLE PLATE D270/130 TKD230 45° | 988.4
65311682 | BAFFLE PLATE D290/130 TKD230 45° | 1092.5
65311683 | GAS NOZZLE D30x2/D12x1,5 | 138.2
65311684 | AIR FLAP FORMED | 70.2
65311685 | SPINDLE / AIR FLAP D12X670 D4H7 | 61.9
65311686 | SPINDLE / AIR FLAP D12X673 D4H7 | 68.3
65311687 | SPINDLE / AIR FLAP D12X705 M8 W.POINTER | 126.5
65311688 | SPINDLE / AIR FLAP D12X705 W.POINTER | 117.4
65311689 | HOLDER ACTUATOR / AIR FLAP | 121.1
65311690 | IGNITION ELECTRODE D11X100 d6,4 D2,5X150 45° | 41.7
65311691 | IONISATION PROBE D11X110 d6,4D2,5X95 45° | 81.4
65311692 | GAS NOZZLE D40x2,2x90 | 123.8
65311693 | GAS NOZZLE D30x2/D12x1 L90 | 75.1
65311694 | IONISATION PROBE D11X110 d6,4 D2,5X130 45° | 81.4
65311695 | IGNITION ELECTRODE HOLDER LONG | 162.3
65311696 | GAS NOZZLE D30x2 45° L80 | 97.5
65311697 | BAFFLE PLATE D260/140 TKD230 45° | 1264.7
65311698 | GAS NOZZLE ELBOW D40X2,2 L:60 | 80.9
65311699 | GAS NOZZLE ELBOW D40X2,2 L:70 | 80.9
65311700 | GAS NOZZLE D30x2 45° L40 | 97.5
65311701 | COG WHEEL Z=100 M=1 BO=12MM /borg. 6 mm | 174.7126
65311702 | SLIDING TUBE LGK 100 VL | 83.2
65311703 | GAS NOZZLE ELBOW D40X2,2 | 74.5
65311704 | GAS NOZZLE D40X2,2X45° | 84.8
65311708 | GAS NOZZLE D40X2,2X50 | 84.8
65311709 | SLIDING TUBE D35X2,2X360 GRL. | 90.6
65311710 | SLIDING TUBE D35X2,2X360 GRL. | 90.6
65311711 | GAS NOZZLE D30X45 45° | 97.5
65311712 | SLIDING TUBE D35x2.2x45GR | 87.9
65311713 | GASKET/OVAL FLANGE 210X160X2 D116 | 45.5
65311714 | CONNECTION ROD CS10X200 | 54
65311715 | AIR RECYCLING D344x126 | 316.2
65311716 | FAN WHEEL D533/290X83 D42 | 2015
65311717 | FAN WHEEL D580/334X92 D42 | 2018.6
65311718 | FAN WHEEL D600/346X93 D48 | 1945.4
65311721 | SECURITY VALVE SL10 240MBAR | 984.2
65311722 | GAS CONTROLLER RS251 DN50 | 5608.2
65311723 | FILTER ELEMENT GF 65 MF | 162.4
65311724 | KIT FILTER GF 40M | 66.4
65311727 | DISCHARGE VALVE VAN115R/NW RP1/2 | 666.7
65311732 | GAS CONN.VALVE DN65-DN65 2G1/4 PN16 | 394.7
65311733 | GAS CONN.VALVE DN65-DN80 2G1/4 PN16 | 699.5
65311734 | GAS CONN.VALVE DN65-DN100 2G1/4 PN16 | 776.2
65311735 | GAS CONN.VALVE DN65-DN125 2G1/4 PN16 | 800.8
65311736 | UNION HEX SPUD. GES 10LR-WD-VI | 26.8
65311737 | MANOMETER UNION SCREW | 44.9
65311738 | UNION T-FITTING 1/4Z INTERNAL / EXTERNAL / INTERNAL | 29.9
65311739 | UNION CONNECT. D8 G1/4 | 26.9
65311741 | PRESSURE CONVERTER 0-6 BAR | 851.6
65311743 | GAS VALVE DMV-D5050/11 DN50 | 1590.3
65311745 | HEATER NE622 12KW DGR97/23EG | 8512.6437
65311747 | GAS NOZZLE D25X45 | 167.4
65311749 | GAS/OIL CONTROLLER MVR69.2+LEVER | 2824.2
65311750 | KIT PUSH BUTTON FOR OIL COMMAND | 436.2
65311756 | GAS NOZZLE KL60G/GL BO.2/3 | 142.5
65311757 | TEST BURNER W. PUSHBUTTON+UNIONS TAP PB2 | 205
65311758 | CABLE GLAND CLICK M20 BLACK | 22.5
65311759 | CABLE GLAND CLICK M25 BLACK | 23.6
65311764 | BAFFLE PLATE D280/80 | 673.9
65311765 | KIT TRANSMISSION | 249.1
65311767 | OIL PRESS.SWITCH DSB 143 F931 0-6BAR | 449.8
65311775 | CABLE CONNECT DONGLE /ETAMATIC-PC | 188.3
65311776 | CIRCUIT BREAKER 7,5 kW GV2ME20 | 188.5
65311777 | BAFFLE PLATE D245/110 15SL 2DRIL. | 981.3
65311782 | GAS NOZZLE B KL60G/GLII | 117.3253
65311789 | ADAPTER BT300/DFM300 RAST5 | 271.2
65311790 | EXTENSION MODULE LCM100 LSB-M 667R0500-1 BT3 | 628.9
65311791 | EXTENSION MODULE DFM300 LSB-M 667R0600-1 BT3 | 680.1
65311792 | RELAY FIN 38.61.8.240.0060 KLL-Rel.1W FZ | 98
65311793 | CONTACTOR MOTOR D 3-4kW LC1D09P7 | 136.5
65311794 | HOLDER CIRCUIT BRAC.MOTOR 3-4 kW GV2ME14 | 189.7
65311795 | AUXILIARY SWITCH/THERMIC RELAY GVAE11 | 59
65311796 | MOTOR STARTER Y-D 18kW LC3D18P7 | 1027.2
65311797 | MOTOR STARTER Y-D 22kW LC3D32AP7 | 1333.2
65311798 | CIRCUIT BREAKER 15kW GV2ME32 | 287.2
65311799 | FLAME TUBE D263/227/180 L450 F3 | 1108.5057
65311800 | FLAME TUBE D263/227/180 L570 F3 | 1170.1149
65311801 | FLAME TUBE D263/227/180 L690 F3 | 1218.8
65311802 | FLAME TUBE D263/220/171 L450 F3 | 1010.9
65311803 | FLAME TUBE D263/220/171 L690 F3 | 1270.7
65311804 | SWIRLER D160/130/81X185 10SL | 519.1
65311805 | GAS NOZZLE D18/13X57 - 135° | 107.6
65311806 | GAS NOZZLE D15 ELBOW | 138.2
65311807 | O-RING 217D142,88X5,33 NBR | 23.7
65311808 | ADJUST ROD KN | 171.5
65311809 | ADJUST ROD KM | 290.9
65311810 | ADJUST ROD KL | 187.5
65311811 | CAP GAS TUBE | 143.3
65311812 | CAP GAS TUBE | 141.1
65311813 | SETTING GUIDE | 135.4
65311815 | NOZZLE ROD MOUNTED 1D 7/8Z L 900 | 3056.7
65311816 | NOZZLE ROD MOUNTED 1D 7/8Z L 1000 | 3576.8
65311817 | NOZZLE ROD RDG1250 L 760 | 2964.7
65311818 | NOZZLE ROD RDG1250 L 960 | 2964.7
65311819 | SPACER SW 13X30 M6 | 52.5
65311820 | SPACER SW13X85 2XM6 | 48.7
65311821 | LEVER COUPLING ACTUATOR | 213.9
65311822 | FAN WHEEL D485/252X102 D38+PLATE D58/12 | 930.8
65311823 | SPINDLE / GAS FLAP D10X220 FLAT L82 | 207.0655
65311824 | MOTOR 3KW400/690V D28 IE3 GREY | 857.1
65311827 | CONNECTING PIECE for FC-cooling on casing N6 | 169.4
65311828 | CONNECTING PIECE for FC-cooling on casing | 169.4
65311829 | MOTOR 1,1KW230/400V IE3 GMP | 797.7
65311831 | SPACER M6/M8X42 SW15 | 34.1
65311832 | HOLDER ACTUATOR | 69.7
65311833 | ACTUATOR STM 40 Q15.51/8 2NR | 845.6
65311834 | OIL PUMP TA 4C 4010 7 | 1841.6
65311835 | OIL PUMP TA 5C 30107 | 1963.1
65311836 | GAS CONN.VALVE DN65-R1" 1/2Z PN16 | 593.8
65311837 | GAS CONN.VALVE DN65-R2" Z PN16 | 649.6
65311838 | GAS VALVE MBC300 SE S82 5-80 MBAR | 1646.9
65311839 | GAS VALVE MBC700 SE S82 RP1"1/4 5-80 MBAR | 1116.5
65311840 | GAS VALVE MBC1200 SE S82 RP2" 5-80 MBAR | 2075.2
65311841 | FLANGE MBC300 RP1"1/2 | 94.4
65311844 | GAS VALVE MBC1900 SE DN65 40-80 MBAR | 3270.2
65311845 | GAS VALVE MBC3100 SE DN80 40-80 MBAR | 4246.9
65311846 | GAS VALVE MBC5000 SE DN100 40-80 MBAR | 6441.1
65311848 | FLAME TUBE D263/240/290/250 L380 | 1219.5402
65311849 | FLAME TUBE D263/240/290/250 L500 | 1347.3
65311850 | FLAME TUBE D263/240/290/250 L620 | 1398.8506
65311851 | FLAME TUBE D263/310/265 L380 | 1270.7
65311852 | FLAME TUBE D263/310/265 L500 | 1347.3
65311853 | FLAME TUBE D263/310/265 L620 | 1457.1
65311854 | FLAME TUBE D325/275/340/280 L425 | 1487.3563
65311855 | FLAME TUBE D325/275/340/280 L555 | 1547.1264
65311856 | FLAME TUBE D325/275/340/280 L685 | 1619.5402
65311857 | FLAME TUBE D325/370/310 L425 | 1501.1494
65311858 | FLAME TUBE D325/370/310 L555 | 1565.5172
65311859 | FLAME TUBE D325/370/310 L685 | 1619.5402
65311860 | BAFFLE PLATE D238/45X36,5 8SL 6DRIL. | 824.7
65311861 | BAFFLE PLATE D280/62 12SL 6DRIL. | 907.6
65311862 | GAS NOZZLE D25/D16 L40 45° STAINLESS | 146.7
65311863 | GAS NOZZLE D25/D18 L40 45° STAINLESS | 192.3
65311864 | NOZZLE ROD GUIDE D89/30X45 | 416.8
65311865 | NOZZLE ROD 1D 7/8Z L 496 | 4183.2
65311866 | NOZZLE ROD 1D 7/8Z L 664 | 3349.3
65311867 | NOZZLE ROD 1D 7/8Z L 580 | 3349.3
65311868 | NOZZLE ROD 1D 7/8Z L 748 | 2990.6
65311871 | NOZZLE ROD MOUNTED 1D 7/8Z L 832 | 3576.8
65311872 | BAFFLE PLATE D290/80 | 717.4
65311873 | OIL HOSE DN8 L400 30 BAR | 226.4
65311874 | IGNITION ELECTRODE D9X50 D3X91 130° L 150 d4 | 93.1
65311875 | IGNITION ELECTRODE D9X50 D3X35 90+60° L 150 d4 | 93.1
65311877 | BAFFLE PLATE D245/110 15SL TK130 | 383.3494
65311878 | OIL HOSE STAINLESS STEEL DN8 L600 30BAR | 269.6
65311880 | AIR BOX EK9 CPL | 4124.3
65311881 | BAFFLE PLATE D330/74 BEF.230 | 1779
65311882 | GAS TUBE D35X2,2X257 ADJUSTING | 38.6
65311888 | FILTER ELEMENT GF 80 MF | 163.7
65311889 | FILTER ELEMENT GF 100 MF | 178.1
65311890 | FILTER ELEMENT GF 125 MF | 236
65311902 | OIL PUMP D 57 C 7372 3P | 224.7
65311903 | FLAME TUBE D322 L430 DELTA | 888.6414
65311904 | IGNITION ELECTRODE D8X120 d6,4 D4X44 70° | 136.3
65311906 | WIRING | 386.3
65311907 | PVC TUBE D4/6 TRANSPARENT | 18.2
65311908 | HOLDER PROBE | 164.7
65311910 | IGNITION ELECTRODE D9X50 D3X50 130° L 150 d4 | 91.6
65311911 | IGNITION ELECTRODE D9X50 D3X67 130° L 150 d4 | 63
65311912 | GAS FLAP ASSEMBLED GENERATION 2 | 474.8276
65311916 | PHOTOCELL FFS 05 | 1828.6
65311917 | CIRCUIT BREAKER 22kW GV3P50 | 515.3
65311918 | EXTENSION MODULE VSM100 LSB-M 667R0200-1 BT3 | 558.3
65311919 | FIXING ADAPTER M22-A | 20.8
65311920 | EATON LED-W FRONT M22-CLED230-WHITE | 71.7
65311921 | OPEN SWITCH M22 -CK01 | 34.5
65311922 | DOUBLE NC SWITCH M22-CK02 | 57.1
65311923 | CLOSE SWITCH M22-CK10 | 34.6
65311924 | DOUBLE NO SWITCH M22-CK20 | 57.2
65311926 | COVER LAMTEC BT300-dum. X30-X34 667R0001 | 90.6
65311927 | FEED-THROUGH TERMINAL (ORANGE) 2001-1402 | 17.9
65311931 | CIRCUIT BREAKER LS B10A 1p | 38.5
65311932 | TERMINAL STRIP WAGO STRG. N6-9 GL-E BT | 312.9
65311933 | CABLE GLAND CLICK M32X1,5 | 24.6
65311934 | CABLE GLAND CLICK M40X1,5 | 43.5
65311935 | REDUCTION KU-M M40x1,5/32 x 1,5 | 30.5
65311936 | LOCK NUT M40X1,5 | 20
65311937 | FEED-THROUGH TERMINAL (GREY) 2010-1301 | 26.1
65311938 | FEED-THROUGH TERMINAL (GREY) 2016-1301 | 30.1
65311939 | FEED-THROUGH TERMINAL (EARTH) 2016-1307 | 42.3
65311940 | RELAY FIN 38.61.8.240.5060 KLL 1W FZ | 118.6
65311941 | SPEED DRIVES ACH550 15KW | 4303.6
65311942 | SPEED DRIVES ACH550 22KW | 5401.1494
65311944 | FILTER ELDON EFA220R5 177x177mm | 152.5
65311945 | CIRCUIT BREAKER 0,75kW GV2ME07 | 183
65311946 | CIRCUIT BREAKER 1,1-1,5kW GV2ME08 | 188.5
65311947 | CONTACTOR MOTOR D 7,5kW LC1D18P7 | 163.9
65311948 | MOTOR STARTER Y-D 3-7,5kW LC3D090AP6 | 800.5
65311949 | FEED-THROUGH TERMINAL (GREY) 2004-1301 | 19.3
65311950 | FEED-THROUGH TERMINAL (EARTH) 2004-1307 | 28.3
65311951 | SPEED DRIVES ACS310 3KW | 1582.2
65311952 | SPEED DRIVES ACS310 4KW | 1780.3
65311953 | SPEED DRIVES ACS310 7,5KW | 2560
65311955 | FILTER VENTILATION 125X125ELDON EFA200R5 | 128.4
65311962 | IGNITION BURNER ZB 12 BG | 715.8
65311964 | RING DN80X50 CPL | 500.3
65311966 | FILTER CARTRIDGE F.2BX2100 | 225.3
65311967 | FLANGE 37X62X15 D12 KFL001 | 90.6
65311968 | AIR RECYCLING D332x116 | 325.3
65311969 | FAN WHEEL D575/334X89 D42 | 2315.9
65311970 | FAN WHEEL D618/316X61 D48 | 2446.7
65311971 | GAS CONNECTING PIECE DN100-1" 1/2 Z 2G1/4 PN16 | 816
65311972 | GAS CONNECTING PIECE DN100 / Rp1" 1/2 | 1503
65311973 | GAS CONNECTING PIECE DN100 / Rp2" | 952.7
65311974 | HYDRAULIC COMMAND MOUNTED 3 STAGES | 609.3
65311978 | REDUCTION SLEEVE WITH FLANGE DN80-DN65 | 381.8
65311980 | WIRING FOR JUMO - ETO | 80.7
65311982 | CONNECTION ROD CS10X110 | 54
65311998 | SECURITY VALVE SL10 220MBAR | 984.2
65312002 | TRACE HEATING 6 KW | 686.2
65312006 | FLAME TUBE D369/369 L695 DELTA | 1106.6
65312007 | FLAME TUBE D369/369 L835 DELTA | 1459.4883
65312011 | FLAME TUBE D431,5/362 L755 DELTA | 1637.5
65312012 | FLAME TUBE D431,5/362 L905 DELTA | 1714.2
65312015 | MOTOR STARTER Y-D 11kW LC3D12AP7 | 863.5
65312021 | SPEED DRIVES ACH550 18,5KW | 5012.6
65312022 | CENTERING PILLAR D45/35X30 | 123.4
65312032 | CONTACTOR D 5,5kW LC1D12P7 | 143.9
65312033 | CIRCUIT BREAKER 5,5kW GV2ME16 | 188.5
65312040 | FEED-THROUGH TERMINAL (EARTH) | 37.3
65312042 | BOILER GASKET D10X2500 | 31.2
65312044 | LED ELEMENT BLU | 71.7
65312045 | LED ELEMENT GREEN | 71.7
65312046 | LED ELEMENT RED | 71.7
65312047 | 4 POSITION TOOL CARRIER | 28.9
65312048 | WARNING LIGHT HOLDER | 36.8
65312049 | LIGHTED PUSHBUTTON HOLDER | 50.4
65312051 | GASKET/GASFLAP D210/160X1,5 | 30.5
65312059 | SWIRLER D240/100X200 20SL H40 18° | 872.3
65312061 | INSPECTION GLASS | 57
65312070 | COVER HOUSING NEXTRON 6 CPL. | 898.3
65312072 | GAS FLAP DKG/BVG DN150 D80 | 930
65312073 | GASKET/GAS FLAP RPD50-60 | 28
65312074 | AIR GUIDE L319 36° | 94
65312077 | DISK D18/28X10 SIMRIT | 27
65312078 | FLAME TUBE D369/400/320 L617 | 1582.2
65312079 | FLAME TUBE D369/400/320 L757 | 1616.3
65312080 | FLAME TUBE D369/400/320 L897 | 1688.3
65312081 | FLAME TUBE D369/415/351 L638 | 1637.5
65312082 | FLAME TUBE D369/415/351 L778 | 1661.1
65312083 | FLAME TUBE D369/415/351 L918 | 1757.8
65312084 | FLAME TUBE D431,5/373 L408 | 1119.7
65312085 | FLAME TUBE D431,5/373 L558 | 1181.9759
65312086 | FLAME TUBE D431,5/373 L708 | 1639.8
65312087 | BAFFLE PLATE D320/74X67 20SL | 999.9
65312088 | BAFFLE PLATE D300/74X67 20SL | 1094.1
65312089 | GAS NOZZLE D40/13X100 | 123.8
65312090 | ANGULAR GAS NOZZLE D 20 | 169.3
65312091 | ANGULAR GAS NOZZLE D 22 | 169.3
65312092 | ANGULAR GAS NOZZLE D35/24x56/245 | 169.3
65312093 | ANGULAR GAS NOZZLE D35/27x35/246 | 169.3
65312094 | SHUTTER GAS NOZZLE D 30 | 125.8
65312095 | GAS TUBE D35X2,2X300 | 94
65312096 | GAS NOZZLE D30X2/10X1,5X103 | 144.7
65312097 | GAS TUBE LGK D35x2,2x220/50 | 104.5
65312098 | GAS TUBE LGK D35x2,2x100/35 | 107.5
65312099 | CENTRING NOZZLE ROD DM35 | 182.3
65312100 | PLATE CENTRING NOZZLE ROD | 105.1
65312101 | ELECTRODE HOLDER | 250.4
65312102 | NOZZLE ROD L 560 | 2964.7
65312103 | MOTORPUMP GROUP 1631-I-4-So-IE2 30bar | 6261.8
65312104 | MOTOR 4KW400/690V D28 1400TR/MN GMP IE3 | 3016.6
65312105 | OIL PUMP VBHRG 2200L/H | 5808.9
65312106 | FEED-THROUGH TERMINAL (GREY) 2006-1301 | 21
65312107 | FEED-THROUGH TERMINAL (EARTH) 2006-1307 | 35.1
65312128 | HOLDER ACTUATOR SAD | 238.9
65312129 | FLAME TUBE D431,5/320 L630 F3 | 1849.9
65312130 | FLAME TUBE D431,5/320 L780 F3 | 2347.6
65312131 | FLAME TUBE D431,5/320 L930 F3 | 2619
65312132 | FLAME TUBE D431,5/330 L630 F3 | 2076.3
65312133 | FLAME TUBE D431,5/330 L780 F3 | 2347.6
65312134 | FLAME TUBE D431,5/330 L930 F3 | 2619
65312135 | PHOTOCELL TUBE | 230.2
65312136 | PHOTOCELL TUBE | 230.2
65312137 | PHOTOCELL TUBE | 230.2
65312138 | SWIRLER D220/80X140 20SL H36 18° | 728.3
65312139 | GAS NOZZLE D28X45/15 | 144.4
65312140 | GAS TUBE | 195.3
65312141 | HOLDER NOZZLE ROD | 118.3
65312142 | BAFFLE PLATE HOLDER | 226
65312143 | BAFFLE PLATE HOLDER | 182.3
65312144 | HOLDER NOZZLE ROD | 110.7
65312148 | HOLDER IGNITOR FLAME | 194.5
65312149 | CENTRING IGNITOR | 166.2
65312150 | BLOWER 2BH1 100 7AH06 0,2KW 230/400V | 3022.5
65312151 | AIR HOSE FOR IGNITOR FLAME | 35.9
65312152 | PLATE AIR INLET | 184.9
65312153 | GAS CONTROLLER GDJ 20 R04 | 219.4
65312155 | SHUTTING VALVE R 3/4Z BAUL. DIN3202-M3 | 77.9
65312157 | BAFFLE PLATE D180/50 12SL | 303.3
65312161 | IGNITION TRANSFO.ZA20 140 2X7 230V+SCREWS | 377.4
65312164 | CONTACTOR 0,2kW GV2ME05 | 195.5
65312168 | FAN WHEEL D290 X114 D28 | 1244.7
65312169 | KIT NAMUR+HOLDER | 618.5
65312171 | OIL CONTROLLER DRV-BG R1 3000-6000L/H EL | 2026.7
65312184 | FLAME TUBE D235/263 L320 | 480.5
65312189 | GASKET/BURNER FLANGE 380X380X3 D285 | 152.3
65312190 | GAS NOZZLE D25X1,2 BO15 | 98.6
65312191 | IONISATION PROBE D11X110 d6,4 D2,5X150 | 40.2
65312192 | FLAME TUBE D409/340 L442 | 1334.3
65312194 | IGNITION TRANSFORMER ASSEMBLY EBI 1P | 206.7
65312195 | IGNITION TRANSFORMER ASSEMBLY EBI 1P F3 | 203.3
65312196 | IGNITION TRANSFORMER ASSEMBLY EBI 2P | 226.4
65312197 | IGNITION TRANSFORMER ASSEMBLY EBI 1P WITH IONI. | 227.2
65312199 | IGNITION ELECTRODE D9X50 D3X40 130° L 150 d4 | 91.6
65312200 | IGNITION ELECTRODE D9X50 D3X42 130° L 150 d4 | 93.1
65312201 | IGNIT.ELECT.D11X110 d6,4 D2,5X46 160+70° | 93.1
65312202 | IGNITION ELECTRODE D11X220 D3X107 135° L 150 d4 | 93.1
65312203 | IGNITION ELECTRODE D11X220 D3X108 135° L 150 d4 | 93.1
65312204 | IGNITION ELECTRODE D11X220 D3X109 135° L 150 d4 | 93.1
65312205 | CONNECTOR FOR TRANSFORMER EBI | 17.6
65312206 | OIL PRESS.SWITCH DSB 158 F931 3-25BAR | 449.8
65312207 | COMPOUND OIL CONTROLLER VERS. 2000 | 1629.3
65312210 | KIT PHOTOCELL QRB3 CPL. | 497.2414
65312211 | BAFFLE PLATE D240/50 TK131 | 1005.5
65312212 | KIT GAS NOZZLE AB35025325 | 210.5
65312213 | ELECTRODE HOLDER | 195.4
65312214 | KIT IGNITION CABLE | 152.1
65312218 | GASKET ST-EC-60-378 L2500 | 131.7
65312237 | GAS FLAP DKG/BVG BG DN 150 D 80 | 873.1
65312242 | HOLDER PHOTOCELL FFS06/FFS08 | 124.1
65312244 | CABLE CONNECT. BT300/LCM100 667P0515 | 121.6
65312274 | PHOTOCELL FFS08-UV1 659D31 - 5M W/O | 1068.8
65312275 | BOX LAMTEC F152 659G0501 | 1036.5
65312294 | GASKET/BRAID ISOGLAS WHITE W=30 | 64.6374
65312297 | CONTROL SHAFT 1.6 (ROT. LEFT) | 345.8
65312298 | CONTROL SHAFT 2.0 (ROT. LEFT) | 500.9
65312299 | CONTROL SHAFT 2.5 (ROT. LEFT) | 305.4
65312300 | CONTROL SHAFT 3.0 (ROT. LEFT) | 305.4
65312301 | CONTROL SHAFT 4.0 (ROT. LEFT) | 439.8
65312302 | CONTROL SHAFT 5.0 (ROT. LEFT) | 307.9
65312303 | CONTROL SHAFT 6.0 (ROT. LEFT) | 307.9
65312316 | OIL CONTROLLER ST-DRV 1 NR.8 300-6000 | 1159.2
65312321 | GAS FLAP 3"+ACTUATOR EQ. | 701.3
65312322 | GAS FLAP 3" EQ. | 386
65312323 | ACTUATOR GAS STE4.5 B037/6-R 0,8 NM | 398
65312327 | COVER ACTUATOR | 135.5
65312328 | AIR FLAP EQUIPPED | 744.9
65312329 | SPINDLE / AIR FLAP D34/25X100 FLAT L55 | 99.6
65312330 | CARDAN ROD D10X145 M6 AIR FLAP | 105.7
65312331 | LEVER BOND/AIR FLAP | 93
65312332 | AIR BOX EKEVO 6-7 | 241.9
65312333 | SOUND INSULATION / AIR BOX | 139.3
65312334 | WARNING LIGHT CONTROL PANEL | 115
65312335 | SWITCH 2 POS. | 81.5
65312336 | SWITCH 3 POS. | 81.4
65312337 | SWITCH 2 POS. INSTANT. | 81.4
65312338 | SHUTTER / RWF 92X45 IP54 | 28.2
65312340 | COVER ELECTRIC PANEL | 598.6
65312341 | SHUTTER /CONTROL PANEL | 114
65312345 | COVER HOUSING NEXTRON 8-9 CPL. | 1059.5
65312380 | POTENTIOMETER 160° - 1000 OHM | 364.9
65312388 | DRIVE ASSEMBLY MRK WE 20N BERGER/LAHR | 511.6
65312389 | COUPLING D10/12X44 GAS FLAP N6-N7 | 140.5
65312391 | PRESSURE SWITCH Ex-DGM 516 / EEx OF IIC T6 | 2318.2
65312393 | COMPOUND CONTROL ASSEMBLY SQM11.16502 | 4353.1
65312394 | SOLEN. VALVE 3/2WAY CONN.R1/8ZNC | 186.1
65312395 | COIL 22X22 220V | 114.9
65312396 | CABLE CONNECT BCS 300-O2 SENSOR | 195.4
65312397 | IONISATION FLAME PROBE AAL 75POD 230VAC | 1328.7356
65312398 | GASKET/GAS COLLECTOR D210/141X2 | 42.7
65312399 | GAS PRESS.SWITCH GW 50 A6 5-50MB+PLUG | 96.6
65312400 | GASKET/PUMP ADAPTER G1/2 | 25.1
65312401 | GAS ROD D48,3/42,2X80 BO30 | 107.7
65312402 | STEEL COVER 92 2X11,5 BLACK | 46.054
65312403 | BAFFLE PLATE D338 | 498.3
65312404 | FLAME TUBE D491/497 L700 | 1767.3
65312405 | GAS NOZZLE MAIN GAS | 123.8
65312406 | GAS PRESS.SWITCH GW 150 A4/2 30-150MB | 508.5
65312407 | IGNITION BURNER ZTO 177P/E0000 220-230V | 4570.1
65312409 | 3 WAY VALVE E131K06-4538-486265F4 | 363.6
65312410 | ACTUATOR SCHIMPF TYP 02.25/3000 | 1808.6
65312413 | ACTUATOR SCHIMPF TYP 13326383 | 2037.4
65312414 | ACTUATOR ARIS CL-S 40-30 | 4250.5
65312445 | CONTROL UNIT BT320 BASE SETTING | 686.5
65312446 | CONTROL UNIT BT330 BASE SETTING | 910
65312447 | CONTROL UNIT BT340 BASE SETTING | 1000.4
65312448 | CONTROL UNIT BT320 CUSTOMIZED SETTING | 686.5
65312449 | CONTROL UNIT BT330 CUSTOMIZED SETTING | 910
65312450 | CONTROL UNIT BT340 GL-E+FRQ.CTRL./GL-EF3 | 1000.4
65312451 | CONTROL UNIT BT320 G-E, G-EU3 | 686.5
65312452 | CONTROL UNIT BT320 G-E, G-EU3(+REG.FRQ.) | 686.5
65312453 | CONTROL UNIT BT320 G-EF3((+REG.FQ) | 686.5
65312454 | CONTROL UNIT BT340 GL-E, GL-EF3 | 1000.4
65312455 | CONTROL UNIT BT340 GL-E, GL-EF3 (+REG.FRQ.) | 1000.4
65312457 | WIRING IONISATION | 104.7
65312458 | RUBBER FUNNEL D34X15/12 D.6,2 | 27.8
65312459 | SPINDLE / AIR FLAP D34/25X100 W.POINTER | 99.6
65312476 | CONTROL UNIT BCS 2 REPAIR | 1351.7241
65312487 | PHOTOCELL FFS 08-T (IR) 5M | 1068.8
65312490 | GAS NOZZLE D30x2 45° L105/100 | 95.2
65312491 | GAS NOZZLE D30x2 45° L70/100 | 95.2
65312508 | FLAME TUBE D262,5/320/290 L380 | 409.3
65312509 | FLAME TUBE D262,5/320/290 L500 | 733.5
65312510 | FLAME TUBE D262,5/320/290 L620 | 841.3
65312511 | FLAME TUBE D323,5/370/336 L425 | 577
65312512 | FLAME TUBE D323,5/370/336 L555 | 812.4
65312513 | FLAME TUBE D323,5/370/336 L635 | 1773.3535
65312538 | GASKET/BURNER FLANGE 400X400X8 D285 | 90.8
65312539 | GASKET/BURNER FLANGE 470X470X8 D345 | 90.8
65312547 | PLATE/ACTUATOR STE4,5 78X125X3 D19,5 | 39.1
65312550 | NAMUR PROBE NI5-G12-Y1 | 205.9
65312555 | MOTOR 3KW230/400V D28 IE3+PLATE | 697.5
65312556 | MOTOR 4,0KW 400/690V D28 IE3 BLACK | 1153.1
65312557 | MOTOR 5,5KW 400/690V D38 IE3 BLACK | 1275.4
65312558 | MOTOR 7,5KW 400/690V D38 IE3 BLACK | 1728.4
65312574 | BAFFLE PLATE D375 E10.12000 G-U2 | 758.5
65312585 | CROWN COUPLING | 40.1345
65312685 | GAS PRESS.SWITCH DG 150 U3 30-150MB | 177.1
65312724 | IONISATION PROBE D11X110 d6,4 D3X113 5° | 147.3
65312751 | FAN WHEEL D219 X83 D14 | 335.4
65312775 | SPARE PART KIT F. SECOND. AIR RPD CONTR. | 574.6
65312791 | IGNITION BURNER ZTO 210M 220-230V IP54 | 4019.3
65312792 | FLAME TUBE RPD70GLU1 D617X525 | 1741.3
65312793 | BAFFLE PLATE D430/80 | 781.6
65312795 | PHOTOCELL F200 K1 UV-2 | 5672
65312796 | GAS NOZZLE H D35X2 45GRD RPD70U | 217
65312797 | GAS FLAP BVG DN150/D125 Z05 Z | 899.1
65312798 | FLUE GAS FLAP DN350 DKR350Z03F350D | 6447.1
65312799 | OVERFLOW VALVE B-PP-E-4-R1/4 | 392.2
65312815 | ELECTRICAL CABINET N8-N9 EMPTY | 2054
65312816 | STOPPER PHOTOCELL QRB1 SERIAL B | 12.9
65312817 | WAGO CLOSING PLATE GREY 2010-1391 | 13.7
65312818 | DEFLECTOR RPD60 MONT. GRL. L 1320 | 586.7
65312819 | FLAME TUBE RPD60 50% | 1435.8
65312820 | FLAME TUBE D263/220/171 L450 F3 INOX | 1010.9
65312821 | AIR THROTTLE RPD30/40 | 492.5
65312822 | SPINDLE / GUIDING RPD50 FOR HOUSING | 136.8
65312823 | POSITIONING PLATE F. F3 GAS HEAD | 28.9
65312824 | FLAME TUBE D262,5/220 L450 F3 | 1010.9
65312825 | FLAME TUBE D262,5/220 L570 F3 | 1010.9
65312826 | FLAME TUBE D262,5/220 L690 F3 | 1270.7
65312827 | FLAME TUBE D323,5/240/191 L470 F3 | 1115.2
65312828 | FLAME TUBE D323,5/240/191 L600 F3 | 1428.7
65312829 | FLAME TUBE D323,5/240/191 L730 F3 | 1585.6
65312830 | FLAME TUBE D323,5/268/215 L470 F3 | 1035.7053
65312831 | FLAME TUBE D323,5/268/215 L600 F3 | 1435.8
65312832 | FLAME TUBE D323,5/268/215 L730 F3 | 1538.4
65312833 | STRAIGHT UNION P-GEV 14SR-WD | 45.7
65312834 | HOLDER IGNITION ELECTRODE | 78.4
65312835 | MOTOR 7,5KW 400/690V D38 IE3 AF GRIS | 1898.2
65312837 | FLAME TUBE D263/220/171 L570 F3 INOX | 1010.9
65312852 | CABLE GLAND CLICK M25 | 18
65312853 | GAS FLAP RP4 STE4,5 3N-STM30+O'RING | 497.6
65312856 | AIR FLAP EQUIPPED EKEVO8/9 | 4176.2
65312857 | AIR PRESS. SWITCH LGW 50 A4/2 IP65 G3 | 441.9
65312879 | IGNIT. CABLE KIT/EBI IGNIT. TRANSFO CPL. | 198
65312888 | PHOTOCELL FFS 07-IR1 L3000 659D21-1003 | 1969.1
65312895 | SWIRLER D200/170/101X300 10SL | 943.8
65312897 | RELAY FIN 38.62.8.230.0060 KLL-REL2W | 89.7
65312900 | CONTROL UNIT BT340 GLEZ3 BASE SETTING | 1000.4
65312901 | CONTROL UNIT BT340 GLEZ3 CUSTOMIZED SETTING | 1000.4
65312902 | CONTROL UNIT BT320 LEZ3 BASE SETTING | 686.5
65312903 | CONTROL UNIT BT320 LEZ3 CUSTOMIZED SETTING | 686.5
65312904 | CONTROL UNIT BT330 LEZ3 BASE SETTING | 910
65312905 | CONTROL UNIT BT330 LEZ3 CUSTOMIZED SETTING | 910
65312906 | FLAME TUBE E10.12000L-UF D390/497X674 | 2512.8
65312907 | COUPLING D12/D12X43 | 65.9
65312910 | FLAME TUBE D262.5/240/290/250 L380 | 1270.7
65312911 | FLAME TUBE D262.5/240/290/250 L500 | 1347.3
65312912 | FLAME TUBE D262.5/240/290/250 L620 | 1457.1
65312913 | FLAME TUBE D323.5/275/340/280 L425 | 1526.6
65312914 | FLAME TUBE D323.5/275/340/280 L555 | 1729.5
65312915 | FLAME TUBE D323.5/275/340/280 L685 | 1922.9
65312916 | FLAME TUBE D323.5/370/310 L425 | 1564.4
65312917 | FLAME TUBE D323.5/370/310 L555 | 1630.4
65312918 | FLAME TUBE D323.5/370/310 L685 | 1687
65312919 | CIRCUIT BREAKER MOTOR 0,55KW GV2ME06 | 183
65312920 | 3-WAY SHUTTING VALVE TYPE 0452, G1/8 | 176
65312921 | FLAME TUBE D262.5/320/248/270 L380 | 1245.9
65312922 | FLAME TUBE D323.5/270/320/270 L425 | 1572.6
65312927 | FLAME TUBE D323.5/340/260/270 L425 | 1572.6
65312928 | FLAME TUBE D262.5/320/248/270 L500 | 1323.7
65312929 | FLAME TUBE D323.5/270/320/270 L555 | 1636.4
65312930 | FLAME TUBE D323.5/340/260/270 L555 | 1636.4
65312931 | FLAME TUBE D262.5/320/248/270 L620 | 1433.4
65312932 | FLAME TUBE D323.5/270/320/270 L685 | 1687
65312933 | FLAME TUBE D323.5/340/260/270 L685 | 1687
65312934 | ACTUATOR GR.HYD-BLOCK N6/7&EKEVO6/7E BT | 821.4
65312935 | COUPLING D10/D8X38-90-N6-9-EKEVO6/9 | 140.5
65312936 | BAFFLE PLATE D190/54 TK146 | 667.5862
65312937 | T-UNION P-ELVD 10 L | 58.5
65312938 | T-UNION P-TV18/18/10L | 143
65312939 | MOTOR 0,75KW 230/400V 50HZ 2800/MIN IE2 | 1146.6667
65312940 | ACTUATOR SCHIMPF TYP02-25/3000 60S | 2037.4
65312941 | ORIENTABLE UNION K-SWR NW 03 HS | 58.5
65312942 | NOZZLE ROD L570 | 301.7
65312943 | NOZZLE ROD GUIDE L602 | 165.7
65312944 | NOZZLE ROD L810 | 301.7
65312945 | NOZZLE ROD GUIDE L722 | 165.7
65312947 | NOZZLE ROD L620 | 301.7
65312948 | NOZZLE ROD GUIDE L532 | 165.7
65312949 | NOZZLE ROD L740 | 301.7
65312950 | NOZZLE ROD GUIDE L652 | 165.7
65312951 | NOZZLE ROD L880 | 301.7
65312952 | NOZZLE ROD GUIDE L792 | 165.7
65312955 | FLAME TUBE D262.5/227/180 L450 F3 | 1154.9
65312956 | FLAME TUBE D262.5/220/171 L450 F3 | 1010.9
65312957 | FLAME TUBE D323.5/240/191 L470 F3 | 1115.2
65312958 | FLAME TUBE D323.5/268/215 L470 F3 | 1035.7053
65312959 | FLAME TUBE D262.5/227/180 L570 F3 | 1218.8
65312960 | FLAME TUBE D262.5/220/171 L570 F3 | 1010.9
65312961 | FLAME TUBE D323.5/240/191 L600 F3 | 1428.7
65312962 | FLAME TUBE D323.5/268/215 L600 F3 | 1435.8
65312963 | FLAME TUBE D262.5/227/180 L690 F3 | 998.8506
65312964 | FLAME TUBE D262.5/220/171 L690 F3 | 1270.7
65312965 | FLAME TUBE D323.5/240/191 L730 F3 | 1585.6
65312966 | FLAME TUBE D323.5/268/215 L730 F3 | 1538.4
65312967 | COVER HOUSING NEXTRON 7 CPL. | 1001
65312993 | RELAY FIN 55.34.8.230.5050 4W | 89.9
65312994 | PLUG-IN RELAY FIN 94.54.1 4W | 44.5
65312995 | AIR GUIDE L249 36° | 94
65312996 | AIR GUIDE L308 36° | 94
65313015 | GAS VALVE DMV-D 512/11 RP1"-RP2" | 1229.4
65313019 | COIL PAR 483824 T1 230V50H/240V60H | 166.2
65313021 | FLANGE MBC700/1200 RP1"1/2 | 69
65313022 | FLANGE MBC700/1200 RP2" | 69
65313028 | HALF-COUPLING PUMP 3C 4010 | 423.6
65313029 | HALF-COUPLING MOTOR D19 | 211.9
65313032 | COUPLING R1/4"Z TEMA | 202.8
65313049 | CARTRIDGE 1X10KW/HEATER NE 1032/20KW | 1006.5
65313087 | IONISATION FLAME PROBE AAL75P01 | 701.1494
65313107 | FLANGE AGF10 RP1"1/2 | 105.7
65313146 | ADAPTER NOZZLE SONIC 700.001 M14 20MM | 862.4
65313194 | ADAPTER NOZZLE LINE RDN M14X1,5 SONIC | 574.2
65313209 | OIL REGULATOR L-DRV 3/8 NR.18 300-600 | 1230.5
65313212 | GAS VALVE MV-D215/5 RP1/2 | 1090.9
65313219 | GAS VALVE MV-D205/5 RP1/2 | 515.9
65313239 | GAS FLAP DKG/BVG BG DN 150 D 80+LEVER | 1779
65313287 | BAFFLE PLATE D300/80 12SL 12DRIL. | 730.9
65313363 | IGNITION BURNER ZB 2 BG EK8 | 722.4
65313367 | IGNITION BURNER ZB 2 F.EK7-9 (ERSATZ-BG) | 890.5
65313370 | HEARTH ELECTRODE | 146.4
65313373 | BELLOWS FOR TGB 12 | 113.1
65313374 | KIT IGNIT.CABLE+ CONN.+RESIST. FOR EBI M | 250.5
65313387 | CONTROL UNIT LOK 16.250 A27 | 1150.5
65313421 | OIL PRESS.SWITCH DSF 146 F931 0-10BAR | 617.7
65313426 | FLANGE 32X20X3 D10 FIX. ELECTRODE | 22.4
65313442 | AIR FLAP 331X103 R8 RIGHT | 75.7701
65313453 | AIR FLAP 331X103 R8 LEFT | 75.7701
65313497 | SPRING WASHER DIN 128-A 6-FST-A1P | 11.7
65313606 | ATOMISING DISK ZD254/D160 | 578.2
65313608 | CENTRING COVER | 78.9
65313613 | UNION/OIL HOSE RP1/4XRP3/8X30 | 55.4023
65313621 | MANOMETER 0-600 MBAR | 122
65313644 | OIL HOSE RS331 L12 INOX | 239.5
65313731 | IGNITION CABLE FZLSI 1X1,00Q-CU/SILICONE | 20
65313815 | MOTOR 15KW 400/690V D42 IE3 AF BLACK | 3220.6
65313819 | LANCE GAS HEAD F. EK DUO 3 | 108.3
65313820 | STRAIGHT UNION P-GEV28LR | 58.5
65313835 | ADJUST ROD SLIDING TETE KN | 320.1
65313836 | LEVER TRANSMISSION L128 | 313
65313837 | ADJUST ROD SLIDING TETE KM | 189.9
65313838 | ADJUST ROD SLIDING TETE KL | 186
65313840 | FIRING HEAD FIX EKEVO/N 6 G-E/R-1 | 2276.9
65313841 | FIRING HEAD FIX EKEVO/N 7.3600 G-E/R-1 | 2276.9
65313842 | FIRING HEAD FIX EKEVO/N 7.4500 G-E/R-1 | 2276.9
65313843 | AIR PRESS.SWITCH LGW 150 A4/2 IP65 G3 | 215.2
65313846 | IGNITION ELECTRODE D11X100D6,4D2,5X150 27/90° | 114.3
65313850 | FUSE 6.3A (CERAMIC) | 15.2
65313868 | RELAY INSERT FIN34.51.7.060.5010 1W GOLD | 89.7
65313869 | RELAY INSERT FIN41.52.9.110.0010 2W GOLD | 92.6
65313873 | LEVER / FLAP SPINDLE 54X20 D10-D6 | 25
65313874 | SPINDLE / AIR FLAP/LEVER D12X669 M8 | 162.2
65313875 | SPINDLE / AIR FLAP/POINTER D12X680 M8-M6 | 162.2
65313876 | SPINDLE / AIR FLAP/GEAR D12X671 | 162.2
65313877 | SPINDLE / ACTUATOR/GEAR D12X679 | 164.6
65313884 | CABLE GLAND M20X1,5 SKINT.MS-SC-M(CEM) | 33.1
65313885 | CABLE GLAND M25X1,5 SKINT.MS-SC-M(CEM) | 33.1
65313888 | KIT POINT SIGNAL 4-20MA BT3 | 413.4
65313902 | ADAPTER PLATE/GAS DIFFUSER | 452.1
65313911 | JACK HOLDER RPD-EKDUO | 404.4
65313914 | COVER HOUSING N7 | 1334.3
65313915 | COVER PLATE 76X56X2.5 | 26.9
65313917 | GAS TUBE D30/28 L320 | 173.4
65313918 | KIT TUBES+UNION/BODY N6-7 G-V/VF3 | 227.3
65313922 | CENTRING RING D45/35X60 | 82.2
65313923 | FAN WHEEL D616/346X90 D48 | 2431.5
65313924 | CABLE LAMTEC 662R5591 | 216.3
65313926 | BAFFLE PLATE D300/80 BEF.110 CONIC | 910.3
65313927 | IGNITION BURNER ZTO 132M 230V 100VA | 3675.9
65313933 | GAS HEAD N6-N7 G/E-R | 1167.3
65313934 | GAS NOZZLE D25/D14 45° | 103.9
65313943 | ACTUATOR CABLE STE4,5+RAST6P/6P L3000 | 37.8
65313944 | BAFFLE PLATE D230/70 12SL 6 DRILL. | 186
65313946 | GAS NOZZLE D25/D16 45° | 103.9
65313947 | GAS NOZZLE D25/D18 45° | 103.9
65313948 | IGNITION ELECTRODE D10X100D6,4 D3X25 90° | 103
65313952 | GAS P.SWITCH DG150UG-4 IP65 | 223.3
65313953 | GAS P.SWITCH DG500UG-4 IP65 | 223.3
65313954 | AIR FLAP N6/N7 + SPINDLE | 276.1
65313955 | AIR FLAP DRIVE LEVER N6/7 INTERNAL | 55.2
65313958 | O-RING D32,00 X 5,00 - FPM - VITON | 27.9
65313961 | O-RING D 9,00X3,00 VITON WS 12.097 | 17.3
65313962 | COVER PLATE 86X66X2.5 | 28.9
65313966 | MOTOR 30KW400/690V D55 IE3 1LE1003 NOIR | 6100.2
65313969 | ACTUATOR TRANSMISSION LEVER | 313
65313970 | SPINDLE/AIR FLAP LIFT ROD L.120 | 51.3
65320006 | AIR BOX D118X45+RED.90X39 D60+COV.+FLAP | 65.4
65320013 | CONTROL UNIT SR 3 Tv30 220/50 | 290.9
65320014 | CONTROL UNIT SR 3 Tv30 220/60 | 276.1
65320015 | CONTROL UNIT VE 3.2 Tv30 220/50 | 343.3
65320016 | CONTROL UNIT VE 3.2 Tv30 220/60 | 343.3
65320021 | CONTROL UNIT MF2 Tv30 220/60 | 420.9195
65320022 | CONTROL UNIT MF2 F Tv30 | 585.0575
65320023 | CONTROL UNIT LMO 14.111 C2 230/50 | 134.4
65320024 | CONTROL UNIT LMO 44.255 C2 230/50 | 228.5
65320025 | CONTROL UNIT LMO 64.300 B2 230/50 | 228.5
65320026 | CONTROL UNIT LFL 1.622 | 638.9
65320027 | CONTROL UNIT BV 3.2. 220/50 | 294.4
65320028 | CONTROL UNIT LOA 24.171 B2EM | 153.5
65320029 | CONTROL UNIT LOA 24.171 B17 110/60 | 208.9
65320030 | CONTROL UNIT SM 352 Tv10 | 254.3
65320032 | CONTROL UNIT MMI 810.1mod 35 Ts5 | 455.8
65320033 | CENTRALITA LGB 21.330 A27 ( OBSR, ) | 352
65320034 | CONTROL UNIT LGB 22.330 A27 | 237.2
65320035 | CONTROL UNIT LGB 22.330 A17 120/60 | 377.4
65320036 | CONTROL UNIT LGB 21.130 A27 | 352
65320037 | CONTROL UNIT LGB 21.350 A27 | 352
65320038 | CONTROL UNIT LGB 21.230 A27 | 352
65320039 | CONTROL UNIT LGB 22.130 A27 | 352
65320040 | CONTROL UNIT GF2-GF3 S.O2 Tv20 | 140.5
65320041 | CONTROL UNIT GF 3Tv20 110/50-60 | 156.6
65320042 | CONTROL UNIT GF 3 S.O6 Tv30 | 156.6
65320043 | CONTROL UNIT G 22 S.O9 Tv9 | 156.6
65320045 | CONTROL UNIT G 33 S.O3 Tv10 | 140.5
65320049 | CONTROL UNIT LGA 52.150 A27 230/50 | 294.4
65320053 | CONTROL UNIT LAL 1.25 110/50-60 | 1012.3
65320054 | CONTROL UNIT TF 974 | 191.9
65320058 | CONTROL UNIT TF 830.3 | 191.9
65320059 | CONTROL UNIT TF 832.3 | 191.9
65320060 | CONTROL UNIT DKO 970 mod05 | 235.9
65320061 | CONTROL UNIT DKO 992mod20 Post V.240s | 226.3218
65320062 | CONTROL UNIT S4565 C1090 | 190.6
65320063 | CONTROL UNIT LAL 2.25 | 506.4368
65320064 | CONTROL UNIT LMV 51.100 C2 230/50 | 3094.5
65320065 | IGNITION TRANSFO. AGG5.220 230V | 129.5
65320066 | CONTROL UNIT LMV 52.200 B2 230/50-60 | 6711.3
65320067 | CONTROL UNIT AZL 52.00B1 DISPLAY"RU" | 1429.9
65320069 | PANEL DISPLAY PS-CLDESP NARDE | 335.2874
65320070 | CONTROL UNIT LME 11.330 C2 230/50 | 166.2
65320071 | PHOTOCELL FC 7/R L1200 RED | 37.8
65320072 | PHOTOCELL FC 7/A+CLAMP BLU | 43.2
65320074 | PHOTOCELL FC 7/A L430 BLU | 31.9
65320075 | PHOTOCELL QRA 2 | 219
65320076 | PHOTOCELL QRB 1A A050B70A2 BLACK | 31.1
65320077 | PHOTOCELL QRB 1A A050B70A1 L280 | 51.2
65320078 | PHOTOCELL QRB 1A A050B70A1 L380 | 51.2
65320079 | PHOTOCELL QRB1BA050B70A2 RED | 51.2
65320082 | PHOTOCELL QRB 1B A050B70A2 L380 | 51.2
65320084 | CONNECTOR 90° PHOTOCELL SAT. ART.7225001 | 23.5
65320085 | PLUG-IN BASE/PHOTOCELL SATRONIC COD.59101 | 7.2
65320086 | CONNECTOR PHOTOCELL SAT. STRAIGHT | 15.5
65320087 | PHOTOCELL QRI 2B B180B1 | 983.3
65320088 | CLAMP LANDIS FOR CELL QRI/QRA 41998 | 18.7
65320089 | FLANGE PHOTOCELL QRI-QRA 42418 | 26.9
65320090 | PHOTOCELL UV1 D22 | 250.2
65320091 | PLUG-IN BASE AGM41/CONTROL UNIT LFL | 70.7
65320092 | PLUG-IN BASE/CONTROL UNIT LOA LGB-AGK11 | 27.3
65320093 | RUBBER FUNNEL AGK66 | 5.1
65320094 | PLUG-IN BASE BRAHMA SR3-VE3.2-M300-G22-G33- | 35.3
65320095 | RUBBER FUNNEL AGK 65 LANDIS ( WITH DRILLING/pres | 7.6
65320096 | PLUG-IN BASE/DISP.CONTR.LDU 11 | 89.7
65320097 | PLUG-IN BASE CONT-UNIT LAL /LFL AGM4104 | 70.7
65320098 | PLUG-IN BASE/CONTROL UNIT TF 974 S98N7E | 28.8
65320099 | RUBBER FUNNEL/BASE CONTROL UNIT SATRONIC 3 f | 19.4
65320100 | RUBBER FUNNEL/BASE CONTROL UNIT SATRONIC 7 f | 5.9
65320101 | PLUG-IN BASE/CONTROL UNIT TF 830.3 S98 | 45.3
65320126 | AIR BOX 192X209X110 D160 | 36.8
65320127 | AIR BOX D118/72/48X77 | 52.3
65320128 | AIR BOX D118/72/60X77 | 33.8
65320130 | AIR BOX 83X59X132+FLAP 84X57 | 68.9
65320131 | AIR BOX 83X59X132+FLAP 77X34 | 49.5
65320132 | AIR BOX D118X45+RED.90X39 D60+COVER | 25
65320133 | AIR BOX D118X45+COV.+KIT FLAP | 92.7
65320134 | AIR BOX D118X45+COV.+KIT FLAP GRANT | 91.3793
65320135 | KIT PALLET FOR REF.CARTONE 108 | 53.6782
65320136 | KIT PALLET FOR REF.CARTONE 71 | 50.9
65320137 | STICKER ADHESIVE SCHEMA ELECTRIQUE 220V/50H | 4.1
65320138 | RING REDUCTION D215XD192X50/FLAME TUBE | 260.4598
65320140 | FLANGE 244X244D192 | 392.2
65320141 | ROD HOLDER HEAD T.C.HEX.7X133 +DUCT IND | 32.6
65320142 | ROD HOLDER HEAD T.L.HEX.7X190 +DUCT IND | 28.3
65320143 | ROD HOLDER HEAD HEX.7X131 WITHOUT DUCT | 22.5
65320144 | ROD HOLDER HEAD T.C.HEX.7X133 | 23.4
65320145 | ROD HOLDER HEAD T.L.HEX.7X190 | 23.7
65320146 | ROD HOLDER HEAD HEX.7X140 WITHOUT DUCT | 16.1
65320147 | ROD HOLDER HEAD HEX.7X95 WITHOUT DUCT | 43.2
65320148 | ROD HOLDER HEAD HEX.7x194 WITHOUT DUCT | 23.7
65320149 | ROD HOLDER HEAD HEX.7X120 WITHOUT DUCT | 23.4
65320150 | ROD HOLDER HEAD T.C.HEX.7X136 | 28.7
65320151 | ROD HOLDER HEAD HEX.7x123 WITHOUT DUCT | 21.7
65320152 | ROD HOLDER HEAD HEX.7X92 WITHOUT DUCT | 35
65320153 | ROD HOLDER HEAD HEX.7 +FORO M6 MINOR 1 I | 26.9
65320154 | ROD HOLDER HEAD T.C.HEX.7X180 +DUCT IND | 23.4
65320155 | ROD HOLDER HEAD T.L.HEX.7X285 +DUCT IND | 27.3
65320156 | ROD HOLDER HEAD T.L.HEX.7X437 +DUCT IND | 41.7
65320157 | ROD HOLDER HEAD T.C.HEX.7X175 +DUCT IND | 36.8
65320158 | ROD HOLDER HEAD TL HEX.7X235 | 36.8
65320159 | ROD HOLDER HEAD T.C.HEX.7X188 +DUCT IND | 35.5
65320160 | ROD HOLDER HEAD T.L.HEX.7X288 +DUCT IND | 35
65320161 | ROD HOLDER HEAD T.C.HEX.7X218 +DUCT IND | 36.8
65320162 | ADJUST ROD HEAD HEX.7 L143 M4 | 15.5
65320163 | ADJUST ROD HEAD HEX.7 L243 M4 | 15.7
65320164 | ADJUST ROD HEAD HEX.7 L192 M4 | 14.8
65320165 | ADJUST ROD HEAD HEX.7 L272 M4 | 15.8
65320166 | ADJUST ROD HEAD HEX.7 L192 M4 | 21.7
65320167 | ADJUST ROD HEAD HEX.7 L272 M4 | 18
65320168 | ROD HOLDER HEAD HEX.7x179 WITHOUT DUCT | 22.0207
65320169 | ADJUST ROD TC HEX.7 L 200+DUCT MINOR | 68.5
65320170 | ADJUST ROD TL HEX.7 L 257 +DUCT MINOR | 26.1
65320171 | ADJUST ROD HEAD ECO-DUO HEX.7 L307 +BU | 24.6
65320172 | ROD HOLDER HEAD T.L.HEX.7X249 +DUCT IND | 36.8
65320173 | ROD HOLDER HEAD T.C.HEX.7X192 +DUCT IND | 38.2474
65320174 | ROD HOLDER HEAD T.L.HEX.7X233 +DUCT IND | 36.8
65320175 | ROD HOLDER HEAD HEX.7X176 +DUCT INDEX | 53.5
65320176 | ADJUST RODHEAD HEX.7X134 70/90-100/125TR | 35
65320177 | ROD HOLDER HEAD BASE 1/8X148 ECOJET 3-5 | 35.3
65320178 | ROD HOLDER HEAD CONED 1/8X205 ECOJET 3- | 44
65320179 | ROD HOLDER HEAD BASE 1/8X164 ECOJET 3-5 | 45.7471
65320180 | ROD HOLDER HEAD BASE 1/8X221 ECOJET 3-5 | 50.8
65320181 | ROD NOZZ. LINE+PLATE D10/3 L141-83 G1/8 | 35.3
65320182 | ROD NOZZ. LINE+PLATE D10/3 L198-140 G1/8 | 35.5
65320183 | ROD NOZZ. LINE+PLATE D10/3 L160-102 G1/8 | 40.5
65320184 | ROD NOZZ. LINE+PLATE D10/3 L217-159 G1/8 | 35.5
65320185 | ROD NOZZ. LINE+PLATE D10/3 L109-51 G1/8 | 35.3
65320186 | ROD NOZZ. LINE+PLATE D10/3 L166-108 G1/8 | 79.6957
65320187 | ROD NOZZ. LINE+PLATE D10/3 L160 G1/8 | 40.5
65320188 | ROD NOZZ. LINE+PLATE D10/3 L217 G1/8 | 35.5
65320189 | ROD NOZZ. LINE+PLATE D10/3 L279 G1/8 | 35.5
65320190 | ROD NOZZ. LINE+PLATE D10/3 L233-175 G1/8 | 35.5
65320191 | TUBE HOLDER T.C. 1F. MAX | 48.9
65320192 | TUBE HOLDER T.L. 1F. MAX | 50.2
65320193 | TUBE HOLDER T.C. 2F. MAX | 66.5
65320194 | TUBE HOLDER T.L. 2F. MAX | 69
65320195 | CONNECTION ROD D8X219 | 11.6
65320196 | CONNECTION ROD D8X319 | 11.6
65320197 | KIT SHAFT HOLDER TC L 194 HOUSING D120 MAX | 62.2
65320198 | KIT SHAFT HOLDER TC L 204 HOUSING D120 MAX | 55.0517
65320199 | ROD HOLDER HEAD FISSA L 112,5 MAX 4 | 42.5
65320200 | KIT SHAFT HOLDERHEAD L 162,5 MAX 4 TR | 71.6
65320201 | KIT SHAFT HOLDER HEAD L 196 MAX 8 TRIA | 54.6966
65320202 | PLATE ADJUSTMENT HEAD MAX 1 | 4.8
65320203 | ROD HOLDER HEAD FISSA L 89 MAX 1 | 25.5
65320204 | ROD NOZZ.LINE+PLAQ.D10/3 L132 G1/8 | 35.3
65320205 | ROD NOZZ.LINE+PLAQ.D10/3 L100-63 G1/8 | 35.1
65320206 | TUBE HOLDER T.L. 1F.R L 191.1 MAX | 49.1954
65320208 | ROD HOLDER HEAD T.C. 30X128 +SPACER | 58.2
65320209 | ROD HOLDER HEAD T.L. 30X232 +SPACER | 38.7
65320210 | ROD HOLDER TC SPECIALE 30X55 MINOR 20 (GT | 53.9
65320211 | ROD HOLDER HEAD T.C. 30X138 S/SPACER | 22.1
65320213 | ROD HOLDER HEAD T.C. 10X10X154 +CARRER | 103.6
65320214 | ROD HOLDER HEAD T.L. 10X10X314 +HOLDER E | 119.9
65320215 | ROD ADJUST HEAD 8X8 M4 L262 | 17.3
65320216 | ROD ADJUST HEAD 8X8 M4 L362 | 16.3
65320217 | ADJUST ROD HEAD TC BLU 350.1 | 75.8
65320218 | ADJUST ROD HEAD TL BLU 350.1 | 78.4
65320219 | WAISTBAND CONIC D101,5X290 LONG HEAD | 58.8
65320220 | WAISTBAND CONIC D101,5X190 SHORT HEAD | 141.1
65320221 | WAISTBAND D101,5X283 LONG HEAD | 53.3
65320222 | WAISTBAND D101,5X183 SHORT HEAD | 52.9
65320223 | WAISTBAND CONIC D101,5X280 LONG HEAD | 44.8
65320224 | WAISTBAND D108X57/SETTING AIR | 41.5
65320225 | WAISTBAND MAX 15 FAN.HOUSING D.161 | 45.4
65320226 | HOLDER ADJUSTMENT HEAD HOUS. D145 59X32 | 5.7
65320227 | ROD HOLDER HEAD T.L. D10X245 +WASHER | 32.8
65320228 | ROD HOLDER HEAD T.C. D10X171 HEX.7 BLU 15 | 3.7
65320229 | ROD HOLDER HEAD T.L. D10X276 HEX.7 BLU 15 | 37.3
65320230 | ROD HOLDER HEAD T.+T.L D10X66 BLU 500-7 | 26.9
65320232 | ROD HOLDER HEAD TC D10X455 HOUS.280 GAS | 78.4
65320233 | ROD HOLDER HEAD TL D10X655 HOUS.280 GAS | 86.8
65320234 | ROD HOLDER HEAD TC.R 10X10X118 MAIOR P45 | 103.6
65320235 | ROD HOLDER HEAD TL.R 10X10X278 MAIOR P45 | 103.6
65320236 | ROD HOLDER HEAD TC.R 10X10X111 MAIOR P60 | 103.6
65320237 | ROD HOLDER HEAD TL.R 10X10X271 MAIOR P60 | 123.4
65320238 | ROD HOLDER HEAD TC D10X155 MODULAIR-PR 3 | 77.2
65320239 | ROD HOLDER HEAD TL D10X355 MODULAIR-PR 3 | 78.4
65320240 | HOLDER ELECTRODE Fe 40X20X6 MAIOR HOUSING D180 | 7.8
65320242 | ROD HOLDER HEAD D12x545 BLU 3000.1-4000.1 | 103.9
65320243 | ROD HOLDER HEAD D12x745 BLU 3000.1-4000.1 | 103.9
65320244 | ROD HOLDER HEAD D12x470 BLU 1700.1-2000. | 108.7
65320245 | ROD HOLDER HEAD D12x670 BLU 1700.1-2000. | 108.7
65320246 | ADJUST ROD T.L. MAIOR P300.1-P4 | 119.9
65320247 | ADJUST ROD HEAD SHORT HOUS.d630 | 167.4
65320248 | HOLDER BOND RACK/SHAFT GAS HEAD FU | 8.4
65320249 | PLATE/RACK ADJUSTMENT GAS HEAD FUSI | 11.7
65320250 | COG WHEEL ADJUSTMENT GAS HEAD FUSI | 6
65320251 | PIPE SPUR WHEEL/INDEX ADJUSTMENT GASHEAD | 15.1
65320252 | INDEX ADJUSTMENT GAS HEAD HOUSING D26 | 25.4
65320253 | ADJUST ROD HEAD GAS BLU 1400.1 TL | 78.4
65320254 | PIPE FIXING ADJUSTMENT AIR | 12.5
65320255 | FLAME TUBE D89 L72 SILEN.TYP1 | 90.6
65320256 | FLAME TUBE D89 L173 SILEN.TYP1 | 113.8
65320257 | FLAME TUBE D89 L114 SILEN.TYP1 | 102.8
65320258 | FLAME TUBE D89 L98 SILEN.TYP1 | 77.2
65320259 | FLAME TUBE D89 L184 SILEN.TYP1 | 155.977
65320260 | FLAME TUBE D89 L72 SILEN.TYP1 | 90.6
65320261 | FLAME TUBE D89 L72 SILEN.TYP1 | 183
65320262 | FLAME TUBE D89 L114 SILEN.TYP1 | 127.5
65320263 | FLAME TUBE D89 L72 SILEN.TYP1 | 145.7
65320265 | FLAME TUBE D89 L98 SILEN.TYP1 | 123.4
65320266 | FLAME TUBE D89 L98 SILEN.TYP | 178.1609
65320267 | FLAME TUBE D89 L72 SILEN.TYP3 | 63.8
65320268 | FLAME TUBE D89 L72 SILEN.TYP3 | 53.3
65320269 | FLAME TUBE D89 L98 SILEN.TYP | 178.1609
65320270 | FLAME TUBE D89 L98 SILEN.TYP1 | 157.8
65320271 | FLAME TUBE D89 L98 SILEN.TYP1 | 157.8
65320272 | FLAME TUBE D89 L76 SILEN.AGA 150 | 149.2
65320273 | FLAME TUBE D89 L72 SILEN.TYP1 | 90.6
65320274 | FLAME TUBE D89 L114 SILEN.TYP1 | 127.5
65320275 | FLAME TUBE D89 L114 SILEN.TYP2 | 116.5
65320277 | FLAME TUBE D89 L72 SILEN.TYP2 | 101.6
65320278 | FLAME TUBE D89 L114 SILEN.TYP2 | 116.5
65320279 | FLAME TUBE D89 L72 SILEN.TYP4 | 99.6
65320280 | FLAME TUBE D89 L114 SILEN.TYP2 | 83.2184
65320281 | FLAME TUBE D89 L82 SILEN.TYP2 | 203.6
65320282 | FLAME TUBE D89 L48 SILEN.TYP1 | 184.3
65320283 | FLAME TUBE D89 L98 SILEN.TYP1 | 137.9
65320284 | FLAME TUBE D89 L72 SILEN.TYP3 | 101.6
65320286 | FLAME TUBE D89 L72 SILEN.TYP4 | 99.6
65320288 | FLAME TUBE D89 L114 SILEN.TYP4 | 105.1
65320289 | FLAME TUBE D89/80 L130 | 72.3
65320290 | FLAME TUBE D89/80 L187 | 73.5
65320291 | FLAME TUBE D89/80 L237 | 94.9425
65320292 | FLAME TUBE D89/80 L187 AISI304 | 135.7
65320293 | FLAME TUBE D89/80 L261 | 93
65320294 | FLAME TUBE D89/65 L158 | 80.7
65320297 | FLAME TUBE D89/73 L80 | 93.8
65320298 | FLAME TUBE D89/76 L111 | 62.4
65320299 | FLAME TUBE D89/80 L168 | 61.1
65320300 | FLAME TUBE D89/76 L168 | 71.7
65320301 | FLAME TUBE D89/76 L80 | 50.7897
65320303 | FLAME TUBE D89/68 L220 | 149.5276
65320305 | FLAME TUBE D89/80/67 L110 | 69.1954
65320307 | FLAME TUBE D89/80 L94 FLANGE 110X110 | 110.4
65320308 | FLAME TUBE D89/80 L94FLANGEd170 | 116.3
65320309 | FLAME TUBE D89/80 L94 FLANGE 130X130 | 110.1034
65320310 | FLAME TUBE D89/80/64 L187 | 93
65320311 | FLAME TUBE D89/68 L105 | 80.7
65320312 | FLAME TUBE D89/68 L205 | 80.7
65320313 | FLAME TUBE D89/76 L160 | 64.9
65320314 | FLAME TUBE D89/76 L240 | 66.1
65320315 | FLAME TUBE D89/68 L87 | 72.3
65320316 | FLAME TUBE D89/68 L187 | 147.8
65320317 | FLAME TUBE D89/98/72 L178 | 132.5
65320318 | FLAME TUBE D89/98/72 L258 | 99.1
65320322 | FLAME TUBE D89/79 L168 | 60.1
65320323 | FLAME TUBE D89 L111 | 50.9
65320324 | FLAME TUBE D89 L168 | 53.4
65320325 | FLAME TUBE D89/79 L111 SP10/20 | 44
65320327 | FLAME TUBE D89/79 L168 SP20/10 | 47.7985
65320329 | FLAME TUBE D89/79 L111 | 44
65320331 | FLAME TUBE D89/79 L168 | 60.1
65320333 | FLAME TUBE D89/80 L85 | 33.9256
65320334 | FLAME TUBE D89 L68 SILEN. | 47.4713
65320336 | FLAME TUBE D89/79 L111 | 47
65320337 | FLAME TUBE D89 L91 | 33.8
65320339 | FLAME TUBE D89/79 L143 | 73.5
65320341 | FLAME TUBE D89/80 L68 SILEN. | 61.5
65320342 | FLAME TUBE D89/80 L70 SILEN. | 100.4
65320343 | FLAME TUBE D102/92 L130 | 80.7
65320344 | FLAME TUBE D102/92 L235 | 92.1
65320345 | FLAME TUBE D89/80/89 L123 | 51.3
65320346 | FLAME TUBE D89/80/89 L183 | 135.7
65320348 | FLAME TUBE D89/80/89 L94 | 56.8
65320349 | FLAME TUBE D102/92 L387 AISI304 | 211.9
65320350 | FLAME TUBE D89/80/89 L94FLANGEd110 | 118.3908
65320351 | FLAME TUBE D89/80/89 L123 AISI304 | 81.9
65320352 | FLAME TUBE D102/112 L155 | 61.3264
65320354 | FLAME TUBE D102/108/95 L173 | 86.7816
65320355 | FLAME TUBE D102/108/95 L253 | 146.5517
65320356 | FLAME TUBE D89/79 L120 | 135.7
65320358 | FLAME TUBE D102/114 L163 | 146.4
65320359 | FLAME TUBE D102/112/101 L219HOUS.d145 | 256.5
65320360 | FLAME TUBE D102/83/107 L145 | 63.5
65320361 | FLAME TUBE D102/83/107 L261 | 80.7
65320363 | FLAME TUBE D89/98/87 L192 | 112.3
65320364 | FLAME TUBE D89/80/59 L215 | 166.2
65320366 | FLAME TUBE D89/59/88 L190 | 185.7
65320367 | FLAME TUBE D89/80/59 L82 | 134.4
65320368 | FLAME TUBE D108 L300HOUS.d180 | 86.8
65320369 | FLAME TUBE D108 L200HOUS.d180 | 94.4
65320370 | FLAME TUBE D108/130 L200HOUS.d180 | 166.5
65320371 | FLAME TUBE D108/130 L300HOUS.d180 | 166.5
65320374 | FLAME TUBE D108/96/112 L205 | 181.7241
65320375 | FLAME TUBE D108/112 L305 TYP98 | 118.9828
65320376 | FLAME TUBE D107 L180HOUS.d160 | 82.7
65320377 | FLAME TUBE D107 L280HOUS.d160 | 45.4
65320381 | FLAME TUBE D139/160/147 L235HOUS.d180-260 | 174.7
65320382 | FLAME TUBE D139/160 L210HOUS.d260 | 181.7
65320383 | FLAME TUBE D139/160 L370HOUS.d260 | 159.4
65320384 | FLAME TUBE D139/160 L175HOUS.d180 | 146.7
65320385 | FLAME TUBE D139/160 L355HOUS.d180 | 226.4
65320386 | FLAME TUBE D138 L230HOUS.d180 | 86.8
65320387 | FLAME TUBE D139 L345HOUS.d180 | 127.2
65320389 | FLAME TUBE D139/160/137 L425HOUS.d180/260 | 207.7
65320390 | FLAME TUBE D139 L298HOUS.d180 | 230.2
65320391 | FLAME TUBE D139 L128HOUS.d180 | 225.2
65320394 | FLAME TUBE D142/160/135 L210HOUS.d260 | 421.3
65320395 | FLAME TUBE D142/160/135 L430HOUS.d260 | 421.3
65320396 | FLAME TUBE D125/110/125/110 L180 | 124.1
65320397 | FLAME TUBE D125/110/125/110 L280 | 136.8
65320398 | FLAME TUBE D125/95 L197 | 107.6
65320399 | FLAME TUBE D125/95 L297 | 112.1
65320400 | FLAME TUBE D159/180 L210HOUS.d260 | 182.3
65320402 | FLAME TUBE D168/190 L210HOUS.d260 | 202.8
65320403 | FLAME TUBE D168/190 L430HOUS.d260 | 202.8
65320404 | FLAME TUBE D168/190/170 L260HOUS.d260 | 237.3
65320405 | FLAME TUBE D168/190/170 L480HOUS.d260 | 237.3
65320406 | FLAME TUBE D168 L150HOUS.d260 | 196.6
65320407 | FLAME TUBE D168 L290HOUS.d260 | 201.6
65320408 | FLAME TUBE D159/180/160 L270HOUS.d260 | 222.4
65320409 | FLAME TUBE D159/180/160 L430HOUS.d260 | 244.4
65320411 | FLAME TUBE D168/180 L210HOUS.d260 | 182.3
65320412 | FLAME TUBE D168/180 L430HOUS.d260 | 237.3
65320413 | FLAME TUBE D168/180/158 L275HOUS.d260 | 237.3
65320414 | FLAME TUBE D168/180/158 L495HOUS.d260 | 237.3
65320415 | FLAME TUBE D162/200/172 L345HOUS.d260 | 365.8
65320416 | FLAME TUBE D162/200/172 L495HOUS.d260 | 424.7
65320417 | FLAME TUBE D193 L331 | 242
65320418 | FLAME TUBE D193 L481 | 283.5
65320419 | FLAME TUBE D192/215/200 L345 | 262.3
65320420 | FLAME TUBE D192/215/200 L495 | 364.3
65320425 | FLAME TUBE D219/240/225 L605HOUS.d260 | 641.3
65320433 | FLAME TUBE D270/320/290 L433 | 921.5
65320434 | FLAME TUBE D240/230/290/260 L388 | 704.1
65320435 | FLAME TUBE D240/230/290/260 L588 | 944.8
65320436 | FLAME TUBE D216/270/240 L406 | 267.2
65320437 | FLAME TUBE D216/270/240 L606 | 421.3
65320438 | FLAME TUBE D216/250/220 L400 | 426.3
65320439 | FLAME TUBE D216/250/220 L600 | 628.9
65320440 | FLAME TUBE D240/270/320/290 L373 | 1087.1
65320441 | FLAME TUBE D240/270/320/290 L623 | 1215.1
65320442 | FLAME TUBE D271 L123 FLANGE | 560.8
65320443 | FLAME TUBE D271 L373 FLANGE | 560.8
65320444 | FLAME CUP D272/320/290 L345 | 806.2
65320445 | FLAME TUBE D233 L373 FLANGE | 577.7
65320446 | FLAME CUP D234/290/260 L345 | 787.9
65320447 | FLAME TUBE D216 L205 | 317.7
65320448 | FLAME TUBE D216 L365 | 317.7
65320449 | FLAME CUP D217/250/220 L260 | 616.2
65320450 | FLAME CUP D217/270/240 L260 | 607.2
65320451 | FLAME TUBE D216/250/220 L346 | 474
65320452 | FLAME TUBE D216/250/220 L546 | 438.1
65320453 | FLAME TUBE D216/270/240 L346 | 756.3
65320454 | FLAME TUBE D216/270/240 L546 | 405.0575
65320455 | FLAME TUBE D240/220/290/260 L588 | 1287.2
65320457 | FLAME TUBE D240/233 L315 | 704.1
65320458 | FLAME TUBE D363 L200 FLANGE 505X503 | 692.9
65320459 | FLAME CUP D365/425/380 L460 | 2913.9
65320460 | FLAME TUBE D370/350/420 L530 | 1793.2
65320461 | FLAME CUP D450/400/450/400 L467 | 1859.3
65320462 | FLAME CUP D365/330/365/330 L467 | 1859.3
65320465 | FLAME CUP D145/132 L135 | 90.1
65320466 | FLAME CUP D173/161 L135 | 96
65320469 | COVER PST COMPLETE WIRING WITH DRILLING C4/92 FUS | 51.3
65320470 | SQUARE HOLDER COMP.ELECT. C4/92 HOUSING | 58.3
65320471 | COVER PVC COMPLETE WIRING WITH DRILLING C4/92 FUS | 41.8
65320472 | COVER PST COMPLETE WIRING WITH DRILLING C4/92/S | 41.2
65320473 | COVER 408X235X203 ELECTRIC DEVICE | 154.3
65320476 | PLATE HOLDER ELECTRICAL COMPONENT | 139.5402
65320477 | COVER ELECT. PANEL 284X230X190 OP.95X85 | 24.2
65320478 | HOLDER ELECTRICAL COMP. 235X275X168X94 | 114.3
65320479 | PANEL INSTRUMENT CARRIER CASING C4S Major-Blu | 17.1
65320480 | PANEL INSTRUMENT CARRIER CASING C4S Modulair S | 17.5
65320481 | SQUARE HOLDER CONTROL UNIT LANDIS WITH AGQ1.1 (C4/S) | 11.6
65320482 | PANEL INSTRUMENT CARRIER CASING TYPE 4 OILFLAM 2F. | 56
65320483 | PANEL INSTRUMENT CARRIER CASING TYPE 4 OILFLAM 300 | 63.5
65320484 | PANEL INSTRUMENT CARRIER CASING TYPE 4 OILFLAM 20- | 50.2
65320485 | INSPECTION GLASS D180 | 5.3
65320486 | INSPECTION GLASS 59X21X3 RED | 20.1
65320487 | INSPECTION GLASS 108X66X3 | 10.9
65320488 | CORNICE VIEW WITH GRID INOX 112X72 B | 16
65320489 | COVER ELECTRIC TERMINAL LATAMID 66 H2G25 VOD B | 4.2149
65320490 | PAWL CLAMP FOR FIRING HEAD ADJUST MAIOR P45-60 | 28.3
65320491 | SCREEN FOR HOUSING D180 ALIMINIUM | 23.7
65320492 | WASHER /SCREW M3 COVER ELECTRIC TERMINAL MAMMUT D | 3.4
65320493 | COVER SHUTTING COUVRE ELECTRIC TERMINAL LAT | 5.2
65320494 | COUPLING D17,8/8,5X19 PUMP | 35.7
65320495 | RUBBER FUNNEL HEATER ECOIL 3-5-8 | 2.5287
65320496 | CAP TRANSPARENT 60 PRT MOLVENO | 7.1
65320497 | COUPLING D16/7X20,5 PUMP | 18.2
65320498 | COUPLING D20/11,7X23,5 MOTOR | 18.2
65320499 | COVER ELECTRIC TERMINAL 63X41X26,5 | 4.5
65320500 | RUBBER FUNNEL COMPACT FOR CONNECTOR A 6-9 | 3.8
65320501 | RUBBER FUNNEL 10/4X9/IGNITION TRANSFO | 6.1
65320502 | AIR GUIDE/HOUS.d100 COVER IN | 14.6
65320503 | INSPECTION GLASS D13.3X2 HOUSING D120 MAX | 3.8
65320504 | CLOSING PLATE STOP PAWL ZI | 14.8
65320505 | AIR GUIDE MAX 1 | 7.5495
65320506 | AIR GUIDE MAX 1 PREHEATED F.F.BEL | 7.7845
65320507 | TUBE AIR FIRING HEAD COOKER AGA 800 | 51.6092
65320508 | TUBE AIR FIRING HEAD COOKER AGA 400 | 33
65320509 | COVER PVC DRILLED TYPE SNORKEL D 80X35 | 22.3
65320510 | COVER PVC DRILLED TYPE SNORKEL D 75X35 | 22.3
65320511 | COVER PVC/DUOFLAM AND SNORKEL HOUS. D100 | 17.5
65320512 | DIAPHRAGM AIR D 29 SERENA TERMOROBOT | 19.2977
65320513 | ADAPTER SNORKEL D75/80X32 | 9.5
65320514 | GRID AIR BOX HOUS.d100-d1 | 17.3
65320515 | REDUCTION SLEEVE D60/AIR BOX HOUSING 12 | 6.4
65320516 | REDUCER D80mm/AIR BOX MAX F.H.121 | 12.8
65320517 | GRID PROTECT AIR BOX | 22.6642
65320518 | COVER AIR CASING 330X280X21 1XD92 | 7
65320519 | AIR FLAP MAX 1 | 13.4
65320520 | SCREEN CASING INLET AIR MAX | 3.9
65320521 | SPINDLE / AIR FLAP D7,9X18 GEARING D16 | 8
65320522 | CASING SILENCER INLET AIR MAX | 13.3
65320523 | AIR FLAP CASING SILENC. MAX 1 TAM | 20.2
65320524 | INSULATION CASING SILENCER MAX 1 | 14.3
65320525 | SCREEN FOR ADJUSTMENT AIR MAX 1 GAH | 13.023
65320526 | REDUCTION SLEEVE D80/TUBE SNORKEL AGA TWIN | 32.1
65320527 | AIR BOX D118/70X135+COVER | 100.3
65320528 | SPINDLE / AIR FLAP D6X84,5 FLAT L66 | 20.8
65320529 | AIR FLAP BUTTERFLY D.65 FLAP ECOSILEN | 4.2
65320530 | AIR BOX 73X60X120 D70 | 83.2
65320531 | HOLDER ADJUSTMENT AIR FLAP BUTTERFLY SERENA ECOS.1F | 34.1
65320532 | COVER METAL D90 AIR FLAP DUOFLAM | 17.6
65320533 | COVER FOR HOUSING D125 (116X65) | 12.8
65320534 | COVER HOUSING D125 6 DRILLING D11 | 21
65320535 | COVER HOUSING D 100 - 120 | 8.1
65320538 | FLAP INTERNAL ADJUSTMENT AIR D125 | 53.2
65320539 | COVER FERRO ADJUSTMENT AIR HOUS.d125/MINOR 1 | 48.8
65320540 | AIR FLAP IRON INT.X COVER MINOR 12 DIN | 22.5
65320541 | WAISTBAND L396,5X40/SETTING AIR | 19.3
65320542 | WAISTBAND L394,5X27,5/SETTING AIR | 19.3
65320543 | COVER FORATA HOUS.d125 . | 15.8
65320544 | AIR FLAP/TOTAL CLOSING | 21.192
65320545 | AIR FLAP Sp.10/10 METAL | 37.7
65320547 | PROTECTION CASING AIR HOUSING D180 IRON | 46.1
65320549 | COVER AIR RECYCLING SP.7/10 COVER | 46.3
65320551 | PROTECTION CASING AIR 165X137 FU | 46.1
65320552 | AIR BOX D160 BLACK | 70.6
65320553 | AIR BOX 161X197X133 D54 | 181
65320555 | CASING FOR HOUSING D 280 | 321.4
65320557 | PROTECTION CASING AIR HOUSING D280 | 93.6
65320560 | CASING FOR SHELL D320 SHEET OIL | 659.7
65320561 | COVER/OBLONG D158X3 CAS.ASP.SHELL 3 | 24.3
65320563 | AIR BOX 78X94X30 LEFT SIDE | 14.7336
65320564 | AIR BOX 53X93X48 | 14.4915
65320565 | AIR BOX 100X78X30 RIGHT SIDE | 15.5324
65320566 | ADAPTER 135/165/135X27 HOUS.D180SILENCER | 77.1908
65320568 | HOLDER COVER 140X110X15 | 6.5
65320570 | COVER RED RAL 3000 MAX 1 TAMP.TH | 17.3
65320576 | COVER GAS HOUSING D 125 F.BELGE+ ASOLA D 3 | 72.2
65320578 | COVER ECOJET 3-5 RED MAT.ABS | 33.5
65320579 | COVER STELLA 3035 TAMP.FRANCO-B. GR | 49.6057
65320580 | COVER STELLA 3040-R TAMP.FRANCO-B. GR | 54.9
65320581 | COVER HOUSING D120 MAX RED NEUTRAL | 19
65320582 | CAP BURNER COVER MAX RED | 8.8
65320583 | HOLDER COVER 142X80X15 | 7.5862
65320584 | COVER HOUSING D120 MAX 4-8-12 BLACK | 15.7
65320586 | COVER MAX 4-8-12 RED RAL 3001 | 25.5
65320587 | HOLDER COVER MAX HOUSING D160 | 14.9
65320588 | COVER HOUSING D120 MAX GREY GLIT | 23.4
65320589 | REVERSIBLE CAP COVER MAX GREY | 8.8
65320590 | COVER HOUSING D120 MAX GREY GLITER.T | 28.7
65320591 | REVERSIBLE CAP COVER MAX BLU RA | 8.8
65320595 | COVER HOUSING D120 MAX RED FIREBIRD | 25.2874
65320596 | COVER MAX D120 GREY GLITER. STELLA 40 | 29.7
65320597 | COVER MAX D120 GREY GLITER. STELLA 40 | 29.5
65320598 | COVER HOUSING D120 MAX RED THERMECON | 23.7
65320602 | COVER MAX GAS 70-120 BLU TAMP. | 31.3
65320603 | COVER MAX GAS 170-250 RED+STOPPER | 53.2
65320604 | SHEET OF PROTECTION BURNER MAX 4-8 | 25.7
65320605 | COVER MAX GAS 70-120 GREY | 30.4
65320607 | COVER HOUSING D 180 OIL RED | 256.3161
65320608 | INSULATION/COVER 275X325 | 13.9701
65320609 | INSULATION/COVER 850X165 (BANDE) | 23.323
65320610 | INSULATION/COVER 315X165 | 12.3126
65320611 | INSULATION/COVER 370X630 HOUSING D 180 CEN | 30.6632
65320612 | INSULATION/COVER 330X295 HOUSING D 180 SIDE S | 18.7057
65320613 | INSULATION/COVER 330X295 HOUSING D 180 SIDE D | 18.7057
65320614 | INSULATION/COVER 425X630 HOUSING D 180 CEN | 31.8471
65320615 | HOLDER COVER 330X230X21 D92 3DRILL. D4,5 | 33.9782
65320616 | HOLDER COVER 330X230X21 D92 4DRILL. D4,5 | 37.7667
65320617 | HOLDER COVER HOUSING D 125 STELLA 14 F.BELGE F | 44.6333
65320618 | SHIELD COVER HOUS.125 FORO 92 CENTRED | 57.0644
65320619 | AIR RECYCLING HOUS.d 125 FAN WHEEL D99X43 | 17.4713
65320620 | AIR RECYCLING STANLEY-BOYLER LAM.PR | 16.3
65320621 | AIR RECYCLING 66,9X61,5X1 2 OP. 7X3 | 6.065
65320622 | AIR RECYCLING HOUS.d 260/VENT. D26 | 24.6
65320623 | AIR RECYCLING.HOUS.D 260 (COUPLING Att | 32.4
65320624 | AIR RECYCLING HOUS.D 260/FAN WHEEL D | 18
65320625 | AIR RECYCLING HOUS.d 280 GAS | 32.5
65320626 | AIR RECYCLING HOUS.D 280 OIL/HEAVY OIL | 47.8
65320627 | RECYCLING WITH DECHARGE COUPLING PUMP FUS | 59.4
65320628 | AIR RECYCLING FOR HOUS.d 100 PLASTIC | 15.4
65320629 | AIR RECYCLING HOUSING D100+BLADE AZUR | 12.5287
65320630 | AIR RECYCLING+SURPRESSOR SERENA ECOSIL. | 23.5
65320631 | AIR RECYCLING FOR HOUSING D 100 PLASTIC AZZURRA | 11.1494
65320632 | AIR RECYCLING/PUMP HOLDER MINOR1 COOCKER | 33.5
65320633 | AIR FLAP INLET AIR STANLEY COOKER | 10.5
65320634 | AIR FLAP INLET AIR STANLEY COOKER | 10.5
65320635 | AIR RECYCLING D181/140X21+BLADE L140 60° | 34.1
65320636 | AIR RECYCLING HOUS.d180 W.O. BLADE | 26.1
65320637 | AIR RECYCLING HOUS.D180/FANWHEEL D160X50 | 33.8
65320638 | AIR RECYCLING HOUSING D180+BLADE+DISCH. | 41.7
65320639 | AIR RECYCLING PRESSOF.FANWHELL D250-260 | 75.8
65320640 | AIR RECYCLING D280/217/169X66/FANWH.D220 | 86.8
65320641 | AIR RECYCLING PRESSOFUS. FOR HOUSING D260/VE | 75.8
65320642 | AIR RECYCLING PRESSOFUS. FOR HOUSING D260/VE | 75.8
65320643 | AIR RECYCLING HOUS.d280 ALUMINIUM SHELL | 129.5
65320644 | AIR RECYCLING HOUSING D320 ALUMIN. SHELL | 63.5
65320645 | AIR RECYCLING HOUS.d320 IRON SHELL | 129.5
65320646 | FLANGE D740/500X2 FAN SCOOP | 305.5
65320647 | AIR RECYCLING D550/305 FAN WHEEL GR630 MOT.22kW | 202.8
65320648 | AIR RECYCLING D550/345 FAN WHEEL RU560 | 202.8
65320649 | GRID PROTECT FOR AIR RECYCLING HOUSING D125 | 6.8966
65320650 | AIR RECYCLING FOR HOUS.d 125 PLASTIC (mod.`93 | 11
65320651 | AIR RECYCLING DRILLING FOR 2 STAGE | 13.1414
65320652 | AIR RECYCLING/HOUSING D145 WITH BLADE | 33
65320653 | AIR RECYCLING MOTOR AND FAN WHEEL HOUSING D145 PR | 8.9
65320654 | COVER D 100 WITH SPACCO PLUGS T | 18.7
65320655 | COVER D100 +SPACCO S PINETTE T | 18.7
65320656 | COVER D 100 WITH SPACCO PLUG T | 18.7
65320657 | INSULATION/COVER HOUS.d 100/IGNITION TRANSFO.PIC | 12.5
65320658 | COVER IGNITION TRANSFORMER D102X101 | 19.4
65320659 | INSULATION/COVER DRILLED HOUS.d100 STANL | 17.5
65320660 | INSULATION/COVER HOUS.d 100 IN SILICONE | 25
65320661 | COVER HOUS.d 100 VERSIONE 2001 | 19.0609
65320662 | SQUARE HOLD.CONTROL UNIT AND ELECTRIC TERMINAL | 12.7
65320663 | COVER TERMINAL | 15
65320664 | STOPPER WITH STOP CABLE HOUSING D100 VERSION 2 | 3.7
65320665 | ADAPTER FIX SQUARE CONTROL UNIT | 3.6
65320666 | INSULATION/COVER DRILLED HOUSING D100 COOKE | 16.5747
65320667 | COVER ALUMINIUM HOUSING D125 | 34.5
65320668 | COVER ALUMINIUM HOUS.D125 CATA. | 41.7241
65320669 | COVER IN NYLON Sp.3mm.165.5x146 HOUS. | 27.8
65320671 | COVER HOUSING D 180 VERNIS (270X163) | 24.6
65320672 | INSULATION/COVER HOUSING D 180 (163X271XSp | 5.8
65320673 | COVER HOUSING D 145 VERNIS RED | 26.8
65320675 | INSULATION/COVER HOUSING D 260 | 5.6
65320676 | COVER HOUSING D 280 IRON 206X590 C/F | 103.9
65320677 | INSULATION/COVER HOUS.d 280 206X590 SP. | 18.6
65320678 | COVER SHELL D320 SHEET RED | 111.5
65320679 | COVER ECOIL 3-5-8 | 33.8
65320680 | HOLDER FIOUL WITH HEATER D84.5X39 MINOR | 23.1
65320682 | CROSSPIECE GAS 4DRILLING D3-1DRILLING M4-3DRILLINGS D1, | 25.454
65320683 | CROSSPIECE GAS 4 DRILL. AZUR 60 | 26.9
65320684 | CROSSPIECE A OIL INS. PRESSOFUSA | 19.4
65320685 | HOLDER A OIL INS.BRASS D84.5X45 ECOI | 26.092
65320686 | HOLDER A OIL TYPE NUOV.INS.OT.D97.5X4 | 28.3
65320687 | CROSSPIECE OIL HOUS.d 100-125 HOLDER | 8.1
65320689 | HOLDER ELECTRODE FOR HEATER DANFOSS | 20.3
65320690 | NOZZLE CARRIER A 1F MAX 20-30 | 41.7
65320691 | HOLDER NOZZLE CARRIER A 2F MAX 25 | 55.5
65320692 | HOLDER NOZZLE CARRIER A 1F MAX 15 | 42.4
65320693 | CROSSPIECE OIL MAX D120 STELLA 4030 | 8.6
65320694 | HOLDER ELECTRODE WITH RAZZE TR | 10.5
65320695 | CROSSPIECE CENTRING NOZ.CARRIER HEX.19,5 | 8.1
65320696 | HOLDER ELECTRODE BIFILAIRE MAX 1 | 9.4
65320697 | HOLDER ELECT-HEAD PIL.MAIOR/OILF. 71 | 475.5
65320698 | CROSSPIECE CENTRING NOZZLE CARRIER D18,2 | 7
65320699 | CROSSPIECE CENTRING TUBE NOZZLE CARRIER | 13.1
65320700 | CROSSPIECE CENTRING TUBE PREHEATED | 13.1
65320701 | CROSSPIECE CENTRING HEAD HOUSING D 180 | 54.9
65320702 | TUBE HEATER ECOFLAM D 18X61 | 8.4
65320703 | HOLDER FOR HOUSING D180 Maior P25 AB Raggi | 178.4
65320704 | INSERT/HEATER ECOFLAM D18.3X38 MINOR INST | 24.8
65320705 | NOZZLE CARRIER DRILLING D3 MAIOR P15-25AB | 28.3
65320706 | NOZZLE CARRIER ECOJET 3-5 D18.3X60 HEX.19 O | 21.7
65320707 | NOZZLE CARRIER D18,3X60 HEX.19 | 28.7356
65320708 | NOZZLE CARRIER WITH CROSSPIECE | 17.2
65320709 | NOZZLE CARRIER 1M-1R (THREAD) 7/8 UNEF | 430.1
65320710 | NOZZLE CARRIER MAX 1 TL | 28.3
65320711 | NOZZLE CARRIER MULTIC.MOD.70-100 -140 mm53 | 190.6
65320712 | NOZZLE CARRIER SQUARE MAIOR TYPE *96 | 70.1
65320713 | NOZZLE CARRIER MULTICALOR 53X30 | 102.8
65320715 | NOZZLE CARRIER / 3 NOZZLE MAIOR P60-80-120 | 211.5
65320716 | NOZZLE CARRIER FOR MAIOR PR150.1/600.1 | 137.9
65320717 | KIT NOZZLE CARRIER 3F TC MULTICALOR 4- | 354.023
65320718 | KIT NOZZLE CARRIER OF RIFL. MULTIC. TL18 | 369
65320719 | BLOCK 40X25X25 AQUAMATIC | 46.4
65320720 | BAFFLE PLATE D70/19X10 3SL | 11.7
65320721 | SWIRLER D70/18,5X10 REAR 11DRIL. | 19
65320722 | SWIRLER D70/18,5X10 REAR 17DRIL. | 9.6
65320723 | SWIRLER D70/18,5 REAR 8DRIL. | 19
65320724 | SWIRLER D65/18,5X15 REAR 6DRIL. | 5.8
65320725 | SWIRLER D88,5/18,5 REAR 17DRIL. | 16.3
65320726 | SWIRLER D64/18,5 REAR 6DRIL. | 19
65320727 | BAFFLE PLATE D97/70,5 21SL REAR | 21.7
65320728 | BAFFLE PLATE D92/70,5 21SL REAR | 22.7
65320729 | BAFFLE PLATE D120/90 21SL REAR | 18.7
65320730 | BAFFLE PLATE D130/90 21SL REAR | 20.8
65320731 | BAFFLE PLATE D150/90 21SL REAR | 25.7
65320732 | BAFFLE PLATE D158/90 21SL REAR EXP | 26.8
65320733 | BAFFLE PLATE D158/90 21SL REAR | 43.8
65320734 | SWIRLER D84/44,5 21SL REAR 21DRIL. | 10.1
65320735 | BAFFLE PLATE D180/140 FRONT 6DRIL. | 55.8
65320736 | BAFFLE PLATE D95/70,5 21SL REAR | 21.7
65320737 | BAFFLE PLATE D153/90 21SL REAR 24DRIL. | 105.3
65320738 | BAFFLE PLATE D101/52X33 16SL 16DRIL. | 164.7126
65320740 | BAFFLE PLATE D127/52X40 16SL 16DRIL. | 104.9
65320741 | FRONT DISK D85 DISK BACK D95 BLU 170-250 | 33.8
65320742 | BAFFLE PLATE D230/157X28 6DRIL. | 227.6
65320743 | BAFFLE PLATE D200/122X20 8SL 8+4DRIL. | 163.2
65320744 | BAFFLE PLATE D300/88X28 8SL 4DRIL. | 498.5
65320745 | BAFFLE PLATE D94/24 10SL | 51.3
65320746 | BAFFLE PLATE D80/24/59 4SL | 44.9
65320747 | BAFFLE PLATE D80/24/59 4SL 4 BUG. | 21.8
65320750 | BAFFLE PLATE D74/24X40 10SL | 29.4057
65320752 | BAFFLE PLATE D70/26X40 8SL | 16.3
65320753 | BAFFLE PLATE D74/26X40 8SL | 57.9
65320754 | BAFFLE PLATE D74/26X40 8SL AISI 304 | 20
65320755 | BAFFLE PLATE D80/24X59 8SL | 22.3
65320756 | BAFFLE PLATE D85/26X40 8SL | 58.8
65320757 | BAFFLE PLATE D80/24X59 8SL 4 BUG. | 33.3
65320758 | BAFFLE PLATE D80/26X40 8SL HOLDER D101 | 27.9
65320759 | BAFFLE PLATE D80/26X40 8SL | 33.3
65320760 | BAFFLE PLATE D80/20 4SL | 24.2
65320761 | BAFFLE PLATE D74,6/22X11 4SL 4DRIL. | 21.8
65320762 | BAFFLE PLATE D64/15X78 8SL | 33.1
65320763 | BAFFLE PLATE D64/15X78 4SL | 31.7241
65320764 | FLANGE FIXE IGN. ELECTRODE 30X17X4 D6 | 4.1
65320765 | BAFFLE PLATE D80/15X89 4SL | 63
65320766 | BAFFLE PLATE D64/15X62 4SL 4DRIL. | 134.9
65320767 | BAFFLE PLATE D94/22X42 10SL | 40.9
65320768 | BAFFLE PLATE D120/40 12/24SL | 108.3
65320770 | BAFFLE PLATE D127/40 12/24SL | 128.6
65320771 | BAFFLE PLATE D142/52 15/48SL | 130.3
65320774 | BAFFLE PLATE D230/80 72SL | 162.4
65320775 | BAFFLE PLATE D126/50X12 15SL | 70.6
65320776 | BAFFLE PLATE D137/50X12 18SL | 60.1
65320777 | BAFFLE PLATE D121/40 12SL | 79.4
65320778 | BAFFLE PLATE D126/50 12SL | 56.2
65320779 | BAFFLE PLATE D142/45 15/15SL | 128.6
65320780 | BAFFLE PLATE D230/80X20 24SL 18DRIL. | 212
65320781 | BAFFLE PLATE D165/50 24SL TK70 | 427.4
65320783 | BAFFLE PLATE D213/80 24SL TK70 | 186.1
65320784 | BAFFLE PLATE D230/154X20 18SLTK70 | 272.3
65320785 | BAFFLE PLATE D220/158 18SLTK67 | 327.5
65320786 | BAFFLE PLATE D200/131X23 12SLTK70 | 427.4
65320787 | BAFFLE PLATE D280/154X30 18SL 58DRIL. | 497.3
65320788 | BAFFLE PLATE D300/55X40 16SL | 498.5
65320789 | BAFFLE PLATE D101/26X14 10SL | 17.5
65320790 | BAFFLE PLATE D95/26X10 10SL | 12.8
65320791 | BAFFLE PLATE D93/22-42 10/20SL | 16.6
65320792 | BAFFLE PLATE D105/65 24SL FRONT 3DRIL. | 63
65320793 | BAFFLE PLATE D90/44 12SL FRONT | 45.7
65320794 | BAFFLE PLATE D88/44 FRONT | 42.4
65320795 | BAFFLE PLATE D100/44 12SL FRONT | 75.9
65320797 | BAFFLE PLATE D130/35 18SL | 220
65320798 | BAFFLE PLATE D120/40 18SL | 70.8
65320799 | BAFFLE PLATE D100/35 18SL | 127.2
65320800 | CAP/HEAD AZ/ZERO -AZUR 41 | 59.3
65320801 | SWIRLER D57/14 10SL H10 58° | 28.4
65320802 | BAFFLE PLATE D79,8/26X45 8SL | 71.1
65320803 | BAFFLE PLATE D79,8/34X39 12SL | 54.2
65320804 | BAFFLE PLATE D84 FRONT | 17.8
65320805 | BAFFLE PLATE D60 FRONT 16DRIL. | 48.3
65320806 | BAFFLE PLATE D85/36 12SL | 14.3
65320807 | BAFFLE PLATE D100/45 12SL 3DRIL. | 24
65320808 | BAFFLE PLATE D105/52 12SL 3DRIL. | 58.8
65320809 | BAFFLE PLATE D92/36 12SL | 24.3
65320810 | BAFFLE PLATE D84/60 FRONT 36DRIL. | 19.6
65320811 | BAFFLE PLATE D200/80 24SL | 63.8
65320812 | BAFFLE PLATE D230/80 24SL 18DRIL. | 60.5
65320813 | BAFFLE PLATE D80/20X61 8SL | 35.7
65320814 | BAFFLE PLATE D250/190 24SL FRONT 6DRIL. | 23.2
65320815 | BAFFLE PLATE D165/50 24SL | 113.2184
65320816 | BAFFLE PLATE D200/50 24SL 18DRIL. | 118.1
65320817 | SWIRLER D57/14 10SL H12 50° | 28.4
65320818 | BAFFLE PLATE D84 FRONT COOKER STANLEY | 16.2
65320819 | SWIRLER D57/14 10SL H11 50° | 28.4
65320820 | BAFFLE PLATE D230/60 8SL 6DRIL. | 244.4
65320821 | BAFFLE PLATE D200/122X20 8SL 6+4DRIL. | 319.3
65320822 | BAFFLE PLATE D128/31 84+4DRIL. | 77.9
65320823 | BAFFLE PLATE D95/25X10 8SL 4DRIL. | 30.1
65320824 | BAFFLE PLATE 140/31 136+4DRIL. | 63.7
65320825 | BAFFLE PLATE D300/88X28 8SL 50DRIL. | 230.4
65320826 | IGNITION ELECTRODE D8X100 d6,4 1,65X25 20° R | 14.1
65320827 | IGNITION ELECTRODE D8X100 d6,4 D1,65X21 30° L | 14.1
65320828 | IGNITION ELECTRODE D8X60 d6,4 D1,65X22 70° | 10.3
65320830 | IONISATION PROBE D8X60 d4 D2,6X60 10° | 21.8391
65320832 | IGNITION ELECTRODE D8X45 d4 D1,65X26 35° | 14.5
65320833 | IONISATION PROBE D8X60 d4 D2,6X28 74° | 23.1
65320834 | IGNITION ELECTRODE D8X45 d4 D1,65X34 28° | 8.7
65320835 | IONISATION PROBE D8X60 d4 D2,6X30 65° | 23.1
65320836 | IGNITION ELECTRODE D8X100 d4D1,65X30 35° | 14.1
65320837 | IONISATION PROBE D8X100 d4 D2,6X40 79° | 14.1
65320838 | IGNITION ELECTRODE D8X100 d4D1,65X16 80° | 14.1
65320839 | IONISATION PROBE D8X100 d4 D2,6X26 83° | 14.1
65320840 | IGNITION ELECTRODE D8X45 d4 D1,65X30 36° | 15.4
65320841 | IONISATION PROBE D8X60 d4 D2,6X47 63° | 23.1
65320842 | IGNITION ELECTRODE D8X45 d4 D1,65X28 55° | 8.5
65320843 | IGNITION ELECTRODE D8X45 d4 D1,65X30 45° R | 14.8
65320844 | IGNITION ELECTRODE D8X45 d4 D1,65X30 45° L | 14.8
65320845 | IGNITION ELECTRODE D8X60 d4/6,4 D1,65X20 50° R | 14.8
65320846 | IGNITION ELECTRODE D8X60 d4/6,4 D1,65X20 50° L | 14.8
65320847 | IGNIT.ELECT.D8X100 d6,4 D1,65X30 90+30°R | 14.1
65320848 | IGNITION ELECTRODE D8X100 d6,4 D1,65X30 30° L | 14.1
65320849 | IGNITION ELECTRODE D8X100 d6,4 D1,65X50 45° | 14.1
65320850 | IONISATION PROBE D8X100 d6,4 D2,6X43 78° | 14.1
65320851 | IGNITION ELECTRODE D8X100 d6,4 D1,65X67 85° | 14.1
65320853 | IGNITION ELECTRODE D8X100 d6,4 D1,65X30 | 14.1
65320854 | IGNITION ELECTRODE D8X100 d6,4 D1,65X60 90° R | 14.1
65320855 | IGNITION ELECTRODE D8X100 d6,4 D1,65X60 90° L | 14.1
65320856 | IONISATION PROBE D8X120 d6,4 D2,6X6078° | 18.2
65320857 | IONISATION PROBE D8X120 d6,4 D2,6X7078° | 28
65320858 | GASKET/HOLDER-ELECT. 22X14X1 D8,5+D4,5 | 6.4
65320860 | IONISATION PROBE D2,6X75 Ausil | 24.6
65320862 | IONISATION PROBE D8X100 d4 D2,6X90 42° | 14.1
65320863 | IGNITION ELECTRODE D8X100 d6,4 D1,65X35 15° | 14.1
65320864 | IGNITION ELECTRODE D8X100 d6,4 D1,65X42 45° | 14.1
65320865 | IONISATION PROBE D8X100 d4 D3X91 20° | 14.1
65320866 | IGNITION ELECTRODE D8X100 d6,4 D1,65X70 90° | 14.1
65320867 | IGNITION ELECTRODE D8X45 d4 D1,65X22 35+90° | 8.4
65320868 | IONISATION PROBE D8X60 d4/6,4 D3X68 60° | 11.3
65320869 | IGNITION ELECTRODE D8X100 d6,4 D1,65X33 85° L | 14.1
65320870 | IGNITION ELECTRODE D8X100 d6,4 D1,65X33 80° R | 14.1
65320871 | IGNITION ELECTRODE D10X150 d6,4 D3X80 16 R | 21.1
65320872 | IGNITION ELECTRODE D10X150 d6,4 D3X80 16 L | 21.1
65320873 | IONISATION PROBE D10X150 d6,4 D3X145 60° | 32.6
65320874 | IGNITION ELECTRODE D8X45 d4 D1,65X26 70° | 14.5
65320875 | IONISATION PROBE D8X60 d4/6,4 D3X3180° | 23.1
65320876 | IGNITION ELECTRODE D8X120 d4 D3X15/17 34°/45° | 35.3
65320877 | IONISATION PROBE D8X120 d4 D3X78 Flange | 26.6
65320878 | IGNITION ELECT.D10X100 d6,4 D3X78 45° R | 22
65320879 | IGNITION ELECT.D10X100 d6,4 D3X93 55° L | 22
65320880 | IGNITION ELECT.D8X120 d4 D3X55 42°FLANGE | 35.3
65320881 | IONISATION PROBE D8X60 d4 D2,6X62 60° | 23.1
65320884 | IGNITION ELECTRODE D10X100 d6,4D3X38 55° | 22
65320885 | IGNITION ELECT.D10X100 d6,4 D3X90 45° R | 22
65320886 | IGNITION ELECT.D10X100 d6,4 D3X100 60° L | 22.5
65320889 | IGNITION ELECTRODE D8X45 d4 D1,65X35 45° R | 8.7
65320890 | IGNITION ELECTRODE D8X45 d4 D1,65X35 45° L | 8.7
65320891 | IGNITION ELECT.D10X100 d6,4 D3X80 90+90° | 22
65320892 | IONISATION PROBE D10X100 d6,4 D3X70 90° | 26.3
65320896 | IONISATION PROBE D9,5X90 D3X40 L 400 Flange | 43.1
65320897 | IGNIT. ELECT.D9,5X110d4 D3X20 90°+FLANGE | 39.6
65320899 | IONISATION PROBE D10X100 d6,4 D3X90 90° | 26.3
65320902 | IONISATION PROBE D10X100 d6,4 D3X65 90° | 26.3
65320903 | IGNITION ELECT.D10X100 d6,4 D3X44 90+26° | 22.5
65320904 | IGNITION ELECTRODE D8X61 d4 D1,65X6 | 14.8
65320905 | IONISATION PROBE D8X61 d4/6,4 D3X28 90° | 11.7
65320907 | IGNITION ELECTRODE D8X100 d6,4 D1,65X33 70° R | 14.1
65320908 | IGNITION ELECTRODE D8X100 d6,4 D1,65X26 60° L | 14.1
65320909 | IGNITION ELECT.D10X100 d6,4 D3X90 90+90° | 22
65320910 | IGNITION ELECT.D10X100 d6,4 D3X50 50° R | 22.5
65320911 | IGNITION ELECT.D10X100 d6,4 D3X50 50° L | 22.5
65320914 | IGNITION ELECT.D10X100 d6,4 D3X76 60° R | 22
65320915 | IGNITION ELECT.D10X100 d6,4 D3X62 60° L | 22
65320916 | IGNITION ELECT.D10X100 d6,4 D3X68 65° R | 30.5
65320917 | IGNITION ELECT.D10X100 d6,4 D3X58 68° L | 21
65320918 | IGNITION ELECT.D10X100 d6,4 D3X90 70° R | 22
65320919 | IGNITION ELECT.D10X100 d6,4 D3X62 70° L | 22
65320920 | ELECTRODE BLOCK 25X40 d4 D1,2X25 45° Curved Red | 17.7
65320921 | ELECTRODE BLOCK 25X40 d4 D2X25 45° Red | 18
65320922 | ELECTRODE BLOCK 25X40 d4 D2X25 45° Curved Red | 21.3
65320923 | ELECTRODE BLOCK25X40d4D1,34X25 45°Curved | 15.5
65320924 | ELECTRODE BLOCK 25X40 d4 D2X25 45° | 18.7
65320925 | ELECTRODE BLOCK 25X40 d4 D2X25 45°Curved | 18.7
65320926 | ELECTRODE BLOCK 25X40 d4 D1,34X25 45° | 14.3
65320927 | ELECTRODE BLOCK 25X38 d4 D2X34,5 45° | 48.9
65320928 | ELECTRODE BLOCK 25X38 d4 D2X19 60° | 19.3
65320932 | IGNITION CABLE D4/D4 L210 | 6.5
65320933 | IGNITION CABLE D4/D4 L300 | 7.8
65320934 | IGNITION CABLE D4/D4 L350 | 7.8
65320935 | IGNITION CABLE D4/D4 L400 | 7.8
65320936 | IGNITION CABLE D4/D4 L450 | 7.8
65320937 | IGNITION CABLE D4/D4 L500 | 8.9
65320938 | IGNITION CABLE D4/D4 L210 | 6.5
65320939 | IGNITION CABLE D4/D4 L600 | 8.9
65320940 | IGNITION CABLE D7/D4 L300 | 11.0662
65320941 | IGNITION CABLE D7/D4 L400 | 10.3
65320942 | IGNITION CABLE D7/D4 L470 | 10.3
65320943 | IGNITION CABLE D7/D4 L530 | 10.3
65320944 | IGNITION CABLE D7/D4 L630 | 10.4
65320945 | IGNITION CABLE D7/D7F28 L620 | 13.9
65320946 | IGNITION CABLE D7/D7F28 L800 | 22
65320947 | IGNITION CABLE D7/D7F3 L1100 | 11.2
65320948 | IONISATION CABLE D7 F3/D7 L1420 | 11.8
65320949 | IGNITION CABLE D10/FAST.2,8 L400 AP | 40.5
65320950 | IONISATION PROBE D10X100 d6,4 D3X100 | 26.3
65320951 | IGNITION ELECTRODE D10X100 d6,4 D3X26 135° | 22
65320952 | IGNITION ELECTRODE D10X100 d6,4D3X33 60° | 22
65320953 | CABLE SOL.VALVE+PLUG 3P 3X0,75 L1000 | 12.7
65320954 | CABLE SOL.VALVE+PLUG 3P 3X0,75 L600 | 10.9
65320955 | CABLE SOL.VALVE+PLUG 3P 3X0,75 L1600 | 14.9
65320956 | BURNER FLANGE D92 HOUS.D100 | 26.9
65320957 | BURNER FLANGE D92 HOUS.D125 | 28.4
65320958 | BURNER FLANGE D105 HOUS.D125 | 30.1
65320959 | BURNER FLANGE D93 EXT.D130/170 | 29.2
65320960 | BURNER FLANGE D90 EXT.D130/152 | 37.8
65320961 | BURNER FLANGE D93 153/130X8 SPAIN | 27.0115
65320962 | BURNER FLANGE D98 170/135X15 | 19.3103
65320963 | BURNER FLANGE D115 178/163X5 | 48.9
65320964 | BURNER FLANGE D89 170/135X42 | 34.9253
65320965 | FLANGE UPPER PART 125 R 47 | 16.2
65320966 | BURNER FLANGE D90 HOUS.D100 | 26.7
65320967 | BURNER FLANGE D102 HOUS.D145 | 53.908
65320968 | BURNER FLANGE D99 HOUS.D120 | 46.4
65320969 | BURNER FLANGE D195/95X5 | 72.3
65320970 | BURNER FLANGE D107 HOUS.D160 | 31.2
65320971 | BURNER FLANGE D125 HOUS.D160 | 45.4
65320972 | BURNER FLANGE D120 HOUS.D120 | 50.2
65320973 | BURNER FLANGE D90 EXT.D133X146 | 32.4
65320975 | BURNER FLANGE D90 EXT.D133/170 | 23.0671
65320977 | BURNER FLANGE D137 HOUS.D180 | 80.7
65320979 | BURNER FLANGE D137 HOUS.D260 | 80.7
65320981 | BURNER FLANGE D157 HOUS.D260 | 65.7
65320983 | BURNER FLANGE D166 HOUS.D260 | 80
65320985 | KIT HINGE OF ROTATION WITH FLANGE OILF | 710
65320986 | PLATE ANCOR.90X40 2 DRILLING(D=20-D21) | 22.5
65320987 | BURNER FLANGE D330 550/460X15 HOUS.D320 | 596.9
65320988 | MOTOR PLATE 50-75W+TERMINAL HOLDER | 30.3937
65320989 | MOTOR PLATE 50-75W W.O. SQUARE | 18.8
65320990 | MOTOR PLATE 75W ECOJET 3-5 FI | 17.1264
65320991 | MOTOR PLATE 75W HOUS.d1 | 20.9195
65320992 | MOTOR PLATE D147 D70HOUS.D125 | 29.3103
65320993 | HOLDER MOTOR PUMP FOR SERENA MISTA S | 65.4
65320994 | MOTOR PLATE /HOUS.D320 | 110.2299
65320995 | HOUSING DRILLING D100 AZUR 0 ITA-AZUR 30 T.C.G | 80.269
65320996 | HOUSING DRILLING D.100 M.1 AGA RED | 83.3471
65320997 | HOUSING DRILLING D.100 M.1 SS2-SS90 STANLE | 82.2
65320998 | HOUSING DRILLING D.100 M.1 STELLA 11 IC RO | 60.1
65320999 | HOUSING DRILLING D.100 M.1 MOND IMPEX-HERG | 73.5207
65321000 | HOUSING DRILLING D.100 M.1 STELLA 11 C ROS | 84.8
65321001 | HOUSING DRILLING D.100 M.1 MONOFLAME RED | 82.2
65321002 | HOUSING DRILLING D.100 M.1 AZZ.-INST. ITAL | 83.3471
65321003 | HOUSING DRILLING D.100 M.1 50 COOKER ALPHA | 129.5
65321004 | HOUSING DRILLING D.100 MINOR FOR INSTANT 2 | 83.3471
65321005 | HOUSING DRILLING D100 M.1 BOILER STANLEY | 88.8
65321006 | HOUSING 125 AZUR 40-60 ITALIA/SPAGNA Blu | 189.5
65321007 | HOUSING 125 AZUR 80-BLU 120 ITALIA RED | 155.5655
65321008 | HOUSING 125 AZUR 80-BLU 120 ITALIA Blu | 163.9
65321009 | HOUSING 125 AZUR 80-BLU 120 2F/ECOMAX | 161.8402
65321010 | HOUSING 125 MINOR 4-8-12 ITALIA(RED) | 122.2977
65321011 | HOUSING 125 MINOR 4-8-12 ITALIA(Grezzo)C | 149.054
65321013 | HOUSING 125 MINOR 4-8-12 ITALIA vers.200 | 167
65321015 | HOUSING DRILLING D.180 GAS BLU 170-250-350 | 201.5
65321018 | HOUSING DRILLING D.180 GAS BLU P170-P250 R | 201.5
65321019 | HOUSING DRILLING D.180 OIL MAIOR P15-P | 201.5
65321022 | HOUSING DRILLING D.180 OIL MINOR 20-30 | 201.5
65321024 | HOUSING DRILLING D.145 OIL MINOR15 MIN | 159.354
65321027 | HOUSING DRILLING D.260 OIL RED | 468.1
65321028 | HOUSING DRILLING D.280 GREZZO W.O. COVER | 821.6
65321029 | HOUSING SHELL ECOJET 3-5 | 61.3264
65321030 | HOUSING SCUDO ECOJET 3-5 | 71.7448
65321031 | HOUSING SIDE MOTOR MAX D120 | 71.2
65321032 | HOUSING SIDE INLET AIR MAX D120 | 41.1
65321033 | HOUSING SIDE MOTOR MAX HOUSING D160 | 108.7
65321034 | HOUSING SIDE INLET AIR MAX HOUSING D1 | 59.4
65321035 | HOUSING SIDE INLET AIR MAX 1 | 44
65321036 | HOUSING DRILLING D.320 GAS/OIL (Fe360B | 1362.7
65321037 | GASKET/GASTRAIN D73/55X2 | 3.9
65321038 | GASKET/TUBE HOLDER 109,5X79,5X3 D55 | 4.3833
65321039 | GASKET/MOTOR PLATE 20/10 D10 | 2.5
65321040 | GASKET/AIR RECYCLING D106/93X3 | 11.9
65321041 | GASKET/MOTOR PLATE 10/10 | 11.2
65321042 | GASKET/CELL D45X25X1 D6 | 3.6
65321043 | GASKET/COVER TRANSFORMER | 3.8
65321044 | GASKET/AIR RECYCLING D120/102X3 | 11.9
65321045 | GASKET/AZUR SERENA D105X105X65 | 14.9
65321046 | GASKET/MOBILE FLANGE 295X6X6 | 4
65321047 | GASKET/PLATE ELECT. 28X19 OBLONG 7,5X5,5 | 6.7
65321048 | GASKET/GAS VALVE 33X33X2 D18 | 11.8
65321049 | GASKET/GASTRAIN D125/90X3 | 14.8
65321052 | GASKET/AIR RECYCLING R61/53X2 2 DRIL. | 9.8
65321053 | GASKET/MOTOR PLATE 116X116X3 D100 | 17.7
65321054 | ADHESIVE TAPE HOUSING D100 RECYCLAG./HOUSING | 15.6
65321055 | ADHESIVE TAPE HOUSING D100 RECYCLING/BOX | 6.1
65321056 | ADHESIVE TAPE HOUSING D125 RECYCLAG./HOUSING | 6.1
65321057 | ADHESIVE TAPE MOTOR PLATE/HOUSING AGA | 8.8
65321058 | GASKET/COVER D556X235X20X4 | 7.9
65321059 | GASKET/COVER D625X225X20X5 | 11.7
65321060 | GASKET/GAS NOZZLE D74/45X3 | 4.4
65321061 | O-RING D100X2 | 17.1
65321062 | GASKET/MOTOR PLATE 50X41/32X1 | 3.9
65321063 | GASKET/HEAD FLANGE-PLATE D160/109X3 | 14.9
65321064 | GASKET/GAS NOZZLE D110/75X3 | 59.5
65321065 | GASKET/OIL TUBE-BUSH D8,5/3,5X1,5 | 6.4
65321066 | O-RING D83X3 | 15.8
65321067 | GASKET/FIX ELECTRODE D12/5,3X1 | 3.7
65321068 | GASKET/GASTRAIN D61,5/27X2 | 11.8
65321069 | GASKET/HOLDER 154X115X3 | 6.4
65321070 | GASKET/SPACER-CELL D45,5X21X5 D8/6,5 | 16.7816
65321071 | GASKET/BURNER FLANGE 178X138X8 D90 | 17.1
65321072 | GASKET/BURNER FLANGE 170X130X6 D90 | 7.4281
65321073 | GASKET/BURNER FLANGE 150X125X8 D90 | 7.9515
65321076 | GASKET/BURN.FLANGE 151X122X4 D92 4DRIL. | 5.1724
65321077 | GASKET/BURN.FLANGE 151X122X4 D92 2DRIL. | 14.7126
65321079 | GASKET/BURNER FLANGE 151X122X5 D92 | 21.8
65321080 | GASKET/BURN.FLANGE 177X144X4 D92 2DRIL. | 9.4
65321082 | GASKET/BURNER FLANGE 177X144X5 D92 | 11.1
65321083 | GASKET/BURN.FLANGE 177X144X4 D105 2DRIL. | 7.2414
65321084 | GASKET/BURNER FLANGE 177X144X8 D105 | 13.5
65321085 | GASKET/BURN.FLANGE 177X144X4 D92 4DRIL. | 9.4
65321086 | GASKET/BURN.FLANGE 177X144X4 D105 4DRIL. | 7.8
65321088 | GASKET/BURNER FLANGE 178X163X5 D114 | 8.2
65321089 | GASKET/BURNER FLANGE 178X138X4 D90 | 19.2
65321090 | GASKET/BURNER FLANGE 180X145X8 D90 | 8.8
65321091 | GASKET/BURNER FLANGE 151X122X3 D92 | 14.3
65321092 | GASKET/BURNER FLANGE D110/89X3 | 25
65321093 | GASKET/BURNER FLANGE 178X163X3 D114 | 19.6
65321094 | FLANGE 151X122X4D151 | 22.8494
65321095 | GASKET/BURNER FLANGE 178X163X6 D112 | 43.2
65321098 | GASKET/BURNER FLANGE 140X130X4 D92 | 32.4
65321099 | GASKET/B.FLANGE SIL.177X144X4D105 2DRIL. | 34.9
65321100 | GASKET/B.FLANGE SIL.177X144X4D105 4DRIL. | 35.3
65321101 | GASKET/BURNER FLANGE 177X150X8 D116 | 22.1
65321102 | GASKET/BURNER FLANGE 195X155X8 D103 | 6.8
65321103 | GASKET/HOUSING-HEAD 150X150X12 D90 | 38
65321104 | GASKET/BURNER FLANGE 170X137X5 D105 | 7.4816
65321105 | GASKET/BURNER FLANGE 202X160X6 D109 | 9
65321106 | GASKET/BURNER FLANGE 202X160X6 D127 | 11.7
65321107 | GASKET/BURNER FLANGE 170X137X10 D105 | 11.2
65321108 | GASKET/BURNER FLANGE 178X152X8 D109 | 14.3253
65321109 | GASKET/BURNER FLANGE 187X137X5 D105 | 9
65321110 | GASKET/BURNER FLANGE 140X127X5 D97 | 8.8
65321111 | GASKET/BURNER FLANGE 166X125X5 D90 | 9.5
65321112 | GASKET/BURNER FLANGE 178X138X15 D90 | 17.3
65321113 | GASKET/FILTER 295X235X12 91 OC3 | 29.6
65321114 | GASKET/BURNER FLANGE 235X235X10 D173 | 20.3
65321115 | GASKET/BURNER FLANGE 235X235X8 D145 | 21.8
65321116 | GASKET/BURNER FLANGE 235X235X8 D165 | 15.6596
65321117 | GASKET/BURNER FLANGE 235X235X8 D173 | 15.4526
65321118 | GASKET/BURNER FLANGE 260X260X8 D195 | 19.2
65321119 | GASKET/BURNER FLANGE 260X255X10 D200 | 30.1
65321120 | GASKET/BURNER FLANGE 211X165X4 D145 | 11.2
65321121 | GASKET/BURNER FLANGE 211X165X4 D125 | 11.2
65321122 | GASKET/BURNER FLANGE 211X166X5 D125 | 24.6
65321124 | GASKET/BURNER FLANGE 300X300X10 D225 | 33.4
65321125 | GASKET/BURNER FLANGE 380X380X8 D290 | 41.2
65321127 | GASKET/BURNER FLANGE 380X380X8 D250 | 36.8
65321128 | GASKET/BURNER FLANGE 420X420X10 D330 | 68.1
65321129 | GASKET/BURNER FLANGE 370X365X10 D248 | 255.1
65321130 | GASKET/BURNER FLANGE 370X365X8 D267 | 128.7
65321131 | GASKET/BURNER FLANGE 420X420X8 D270 | 249.1
65321132 | GASKET/BURNER FLANGE 374X369X4 D235 | 126.7
65321133 | GASKET/BURNER FLANGE 374X369X4 D272 | 126.7
65321134 | GASKET/BURNER FLANGE 460X460X8 D330 | 128.7
65321135 | GASKET/BURNER FLANGE 520X520X8 D330 | 259
65321136 | GASKET/BURNER FLANGE 600X540X10 D373 | 100.3
65321137 | GASKET/BURNER FLANGE 540X505X8 D372 | 56
65321138 | GASKET/BURNER FLANGE 505X503X4 D455 | 41.2
65321139 | GASKET/BURNER FLANGE 650X600X8 D455 | 161.6
65321140 | GASKET/BURNER FLANGE 600X540X10 D465 | 96.092
65321141 | PACKAGING REF.180 530X380X380 stampa compl. EC | 14.3253
65321142 | PACKAGING REF.195 630X380X380 solo SYMBOL NEUTR | 23.2
65321143 | PACKAGING ANIMA REF.72 3120X545 | 26.9931
65321144 | PACKAGING ANIMA REF.30 1440X320 | 6.1563
65321145 | PACKAGING ANIMA REF.108 3760X695 | 42.4
65321146 | PACKAGING ANIMA REF.68 1690X380 | 24.5069
65321147 | PACKAGING AGA TWIN COMB.HEAD 395X480X415 | 19.3
65321148 | PACKAGING vulcano MAX 4-8-12 (390 | 17.2851
65321149 | PACKAGING vulcano MAX 1 | 18.3506
65321150 | PACKAGING vulcano MAX 15-20-25-30 MAX 170- | 27.9
65321151 | TANK HEATER D168.3X610 OILFLAM 120 FI | 635.3
65321152 | TANK HEATER D139.7X410 OILFLAM 50 FIN | 762.7348
65321153 | TANK HEATER D159X480 OILFLAM 80 CPL | 618
65321154 | GASKET/HEATER D143/110X2 | 21
65321155 | GASKET/HEATER D169/135X2 | 26.1
65321156 | GASKET/RESISTOR-HEATER D75/61X2 | 9.8
65321158 | COVER OF PROTECTION D170X87 | 124.1
65321159 | RESISTOR 3X500 L A mm 258 | 552.1
65321160 | TANK HEATER D139.7X335 OILFLAM 30 FIN | 400.4
65321161 | FLANGE D144/109/61X25 RIDUCER HEATER | 168.8
65321162 | TANK HEATER D168.3X610 OILFLAM 170-20 | 1010.9
65321163 | TANK HEATER D219.1XLg980 OIL.300.1-400.1 P | 2460.9
65321164 | TANK HEATER D244.5XLg1105 OIL.500.1-600.1 | 2735.8
65321166 | UNION WITH SLEEVE 1/2X270 | 52.7
65321167 | STOPPER DECHARGE ON HEATER 17X 1/4"GAS C | 17.7
65321169 | FILTER/HEATER 17,5X227 OIL.IDR .35 | 79.8
65321170 | FILTER/HEATER 17,5X278 OIL.IDR .50-80 | 126.5
65321171 | FILTER/HEATER 17,5X380 OIL.IDR .130-200- | 126.5
65321172 | FILTER HOLD. STOPPER/FUEL HEATER HEX.30 | 26.9
65321173 | RING D35/24X18 | 22.9
65321175 | UNION WITH 3 SLEEVES M24 L 100 | 76.4
65321176 | UNION GASTRAIN NIPPLE ES 30X70 3/4X3/4GA | 43.7
65321177 | UNION GASTRAIN NIPPLE ES 27X47 1/2X1/2GA | 23.5
65321178 | UNION GASTRAIN NIPPLE ES 27X46 1/2X1/2 G | 23.5
65321179 | UNION G1/4-1/4/OIL HOSE TN6X700 | 10.647
65321180 | UNION GASTRAIN NIPPLE ES 30X53 3/4X3/4 G | 37.6
65321181 | UNION GASTRAIN REDUCT. NIPPLE 1"1/2 - 1 | 74
65321182 | UNION GASTRAIN REDUCT. NIPPLE 1"1/2 -3/4 | 80.8
65321183 | UNION GASTRAIN REDUCT. NIPPLE 1"1/2-1/2 | 63.2
65321184 | UNION GASTRAIN NIPPLE 1 1/2-1 1/2 | 81.9
65321185 | UNION GASTRAIN REDUCT. NIPPLE 17X58 1/4/HOLDER | 11.2
65321186 | UNION BRASS ATTACHE SQUARE HOLDER GASTRAIN | 22.9
65321187 | UNION GASTRAIN L 35 HOUSING D260 2 DN | 101.6
65321188 | UNION GASTRAIN-HEAD F.260 1"1/2 CPL | 100.3
65321189 | AIR FLAP HOUS. D 100 (Ferro) 110X56 | 19.6
65321190 | AIR FLAP HOUS. D 125 (Ferro) 145X72 | 7.2218
65321191 | AIR FLAP ASSEMBLED FOR AZUR COOKER | 13.9
65321192 | AIR GUIDE AZUR COOKER STANLEY L 80 | 11
65321193 | AIR GUIDE MINOR TS2 DRY OIL STANLE | 14.6
65321194 | AIR GUIDE MAX GAS 70-120 | 5.6
65321195 | AIR FLAP 200X80 METAL HOUSING D | 14.8
65321196 | AIR FLAP HOUSING D 260 W.O. DRILLING OBLONG | 13.5
65321197 | PLATE ADJUSTMENT AIR EXT.HOUS.D 100 (+ -)m | 12.6
65321198 | PLATE ADJUSTMENT AIR INT.HOUS.d 1 00 WITH FE | 12.6
65321199 | GASKET/AIR REGULATION PLATE 85X14X2 | 3.8
65321200 | PLATE ADJUSTMENT AIR EST.HOUS.d12 5/180 (+ | 12.6
65321201 | PLATE ADJUSTMENT AIR INT.HOUS.d 1 25 WITH FE | 12.6
65321202 | PLATE ADJUSTMENT AIR INT.HOUS.d 1 80 WITH FE | 12.6
65321203 | GASKET/AIR REGULATION PLATE 110X16X2 | 3.6
65321204 | SPINDLE / AIR FLAP D16X27 | 30.3
65321205 | ROD HOLDER AIR FLAP PLEX. FUS.D260 | 16.6
65321206 | SPINDLE / AIR FLAP D8X460 M6 | 41.7
65321207 | SPINDLE / AIR FLAP 8X8X460 | 53.3
65321208 | DIAPHRAGM AIR MINIMAL RANGE MAX 1 | 5.2
65321209 | AIR FLAP ALU.EN ASP. (MINOR 4-5-8 Germ | 5.3276
65321210 | AIR FLAP INLET AIR ECOJET 3-5 | 6.6
65321211 | STOPPER INLET SCUDO ECOJET | 5.3
65321212 | AIR FLAP D118/107X2 GRADUATED | 24
65321213 | AIR FLAP INLET AIR HOUSING D120 | 32.6
65321215 | INDEX ADJUSTMENT AIR FLAP METAL | 4.7793
65321216 | AIR FLAP INLET AIR MAX HT D160 | 24.6
65321217 | AIR FLAP/CASING EN ALU.HOUS.D | 46.6
65321219 | AIR FLAP HOUSING D 280 WITH FOLDING 2 | 55.8
65321220 | AIR FLAP HOUSING D 280 W.O. FOLDING 2 | 55.8
65321221 | AIR FLAP/CASING EN METAL HOUSING D | 44.7
65321222 | AIR FLAP/HOUSING D 145 | 10.7736
65321223 | AIR FLAP MAX HOUSING D160 | 23.0892
65321224 | SPINDLE / AIR FLAP D8X390 | 31.8
65321225 | AIR FLAP D320 SHEET 314X141 C | 62.6
65321226 | AIR FLAP D320 SHEET 314X132 L | 62.6
65321227 | SPINDLE / AIR FLAP8X8X310 | 26.8
65321229 | TUBE/AIR BOX D8X110 HOUS.d | 12.7
65321230 | TUBE/AIR BOX D8X200 HOUS.d260-2 | 14.9
65321232 | SPINDLE / AIR FLAP 8X8X100 M8 | 28.2
65321233 | SPINDLE/AIR FLAP D8X47 HEX.6 W. SHACKLE | 84.3
65321234 | SPINDLE / AIR FLAP D6X192 | 32.3
65321235 | SPINDLE / AIR FLAP D6X110 | 32.3
65321236 | SPINDLE / AIR FLAP D8X85 | 22.5
65321237 | SPINDLE / AIR FLAP D8X50 | 21.2
65321238 | SPINDLE / STOP-CAM D12X12X27 | 32
65321239 | SPINDLE / GUIDE CAM 12X12X16,5 | 23.6
65321240 | ELASTIC BAND 20X205X0,5/CAM R 11 | 18.2
65321241 | ELASTIC BAND 15X150X0,5/CAM R 85 | 22.9
65321242 | PIPE HOLDER BEARING D10X15 | 6
65321243 | PIPE/HOLDER BEARING HOUSING 260 MO | 69.5
65321244 | HOLDER SLIDING BAND BLU-MAIOR-OILFL | 26.9
65321245 | PIPE HOLDER BEARING BLU-MAIOR-OILFL | 7.9
65321246 | SCREW LOCK CARDAN HEX.24X29 BLU-MAIOR-OIL | 23.1
65321247 | BLOCK 56X20X8 ROD/AIR FLAP | 29
65321248 | LEVER BUTTERFLY GAS 75X25X8 MODUL.E PROGRE | 18.8
65321249 | BLOCK 37X20X10 ROD/JACK | 15.5
65321251 | LEVER BOND AIR FLAP HOUSING D631 | 18.8
65321252 | LEVER MOUVEMENT AIR FLAP HOUSING D631 | 58.2
65321253 | LEVER ADJUSTMENT AIR FLAP HOUSING D631 | 26.9
65321254 | LEVER MOUVEMENT BUTTERFLY GAS HOUSING D261 | 18.5
65321256 | CARDAN ROD 175X25X8 GAS FLAP | 22.5
65321257 | HOLDER LEVER MOV. CAM R=115 HOUSING D260 PR- | 40.4
65321258 | LEVER ADJUSTMENT GASVALVE BLU 7/12001 | 34.8
65321259 | SPINDLE / GAS FLAP-LEVER D8X225 M8/M6 | 20
65321260 | SPINDLE / AIR FLAP D8X85 M6 | 17.5
65321262 | COUPLING D8X30 ACTUATOR | 44.2782
65321263 | COUPLING D12X40 ACTUATOR | 44.3966
65321264 | SPINDLE / ACTUATOR-CAM 19X160 D10 HEX. | 38.7
65321266 | HOLDER GROUP CAM MAIOR-OILFL.-MULTI | 185.7
65321267 | SPINDLE / ACTUATOR-FLAP D14X705 M8 | 134.4
65321268 | SPINDLE / ACTUATOR-CAM D15/10/8X178 | 129.5
65321269 | SPINDLE / ADAPTER CAM 19X19X80 D10 HEX. | 50.2
65321270 | SPINDLE / AIR FLAP D8X345 | 116.6
65321271 | SPINDLE/ACTUATOR-CAM 19X160 D12/10 HEX. | 73.5
65321272 | SPACER ADJUSTMENT AIR HOUSING D260 | 6.4
65321273 | SPINDLE / GAS FLAP/AIR BOX D6X270 M6 | 16.5
65321274 | SQUARE HOLDER CONTROL UNIT HOUSING D 125 (85X67X22 | 10.3
65321275 | SQUARE HOLDER CONTROL UNIT MINOR CARENATO CENT | 8.2
65321276 | SQUARE HOLDER CONTROL UNIT HOUS.d100 CARENATO ( | 18.5
65321277 | SQUARE HOLDER CONTROL UNIT AND IGNITION TRANSFO. ETCOJETT 3-5 | 10.2
65321278 | SQUARE HOLDER CONTROL UNIT HOUSING D 100 (88X65X20 | 13.5632
65321279 | SQUARE HOLDER CONTROL UNIT AND IGNITION TRANSFO. ETCOJETT 3-5 | 23.4414
65321281 | SQUARE HOLDER IGNITION TRANSFO./WIELAND HOUSING D120 M | 7.5862
65321282 | SQUARE HOLDER COMPONENT ELECTRIQUES | 4.7793
65321283 | STOPPER SQUARE HOLDER ELECTRIC COMPONENT | 3.5
65321284 | SQUARE HOLDER CONTROL UNIT HOUSING D 145 . | 35.7471
65321285 | HOLDER JACK HOUSING D 260 (116X35) | 36.8
65321286 | HOLDER JACK HOUSING D 180 (124X25) | 44
65321287 | PLATE LEVER MOVIM.JACK HOUS.d180 | 13
65321288 | SQUARE HOLDER IGNITION TRANSFO. FUS .D 260 | 27.4
65321289 | PLATE HOUSING D280-D320 SHUTTING GASTRAIN | 48.5
65321290 | SQUARE HOLDER ACTUATOR ON CASING F | 41.5
65321291 | SQUARE HOLDER MOTOR WITH PIED HOUSING D | 88.2
65321292 | SQUARE HOLDER COVER (REF.BFC06202-204) L | 22.8736
65321293 | SQUARE HOLDER COVER (REF.BFC06201) L 90X | 13.908
65321294 | SQUARE HOLDER P.SWITCH HOUS.D 100 AZUR | 11.6
65321295 | SQUARE HOLDER ELECTRIC TERMINAL WIELAND 4-7 P. | 13.5632
65321296 | HOLDER RESISTOR COMPL.D BASETTA | 28.3908
65321297 | SQUARE HOLDER IGNITION TRANSFO. 150X90 FUS | 29.7
65321298 | HOLDER ELECTRIC TERMINAL MINOR 1/300 MONOFLAME | 8.1609
65321300 | JUMPER BLOCC.GASTRAIN 2 BLU 700-100 | 12.9
65321301 | JUMPER BLOCC.GASTRAIN 1 1 /2 BLU 50 | 13.5
65321302 | ROD HOLDER GASTRAIN 1"1/2 BLU 500 F | 31.5
65321303 | SQUARE HOLDER GASTRAIN HOUSING D260 BLU 2 FOLDING a | 39.4253
65321304 | SQUARE HOLDER GASTRAIN HOUSING D 125 B LU 120 | 11.0345
65321305 | SQUARE HOLDER GASTRAIN HOUSING D260 BLU 1600 INCL | 41.2
65321306 | SQUARE OF HOLDER VALVE MULTIBLOC | 21.1494
65321307 | JUMPER FIXING BURNER AGA TW | 93.8
65321308 | HOLDER ACTUATOR SQM48 H=110 | 59.4
65321309 | HOLDER PLAQUE SIGN. ACTUATOR SQM 45-48 | 19
65321310 | HOLDER ACTUATOR SQM45/SQM48 H | 69.4
65321312 | HOLDER BURNER RAYBURN COOKER SINGLE HE | 69.7
65321313 | SCREWS HEX.13 L16 / BAND ADJUST. AIR | 3.9
65321314 | SCREW ADJUSTMENT FLYING HEAD D12X33.5 F | 9.4
65321315 | SCREWS HEX.13 L23 / ADJUSTMENT AIR FLAP | 11.6
65321316 | SCREW ADJUSTMENT HEAD M8X45 HOUS. D180 | 18.2
65321317 | SCREW ADJUSTMENT HEAD M8X45 HOUS. D260 | 12.5
65321318 | SCREW ADJUSTMENT HEAD M8X80 HOUS. D280 | 47
65321319 | PAWL/SCREW ADJUSTMENT HEAD L 36 OT.58 | 11.9
65321320 | PAWL /SCREW ADJUSTMENT HEAD L 71 OT.58 HOUSING D281 | 31.9
65321321 | SCREW SPACER FOR HOLDER COVER | 6.7
65321322 | SCREW ADJUSTMENT FLYING HEAD D12X33,5 E | 10.4
65321323 | SCREW FOR SHUTTING SHELL ON HOUSING 158 | 10.4
65321324 | SCREW STOP COVER CPL ECOJET 3-5 | 3.9
65321325 | PRESSURE TAKE OFF M5 L23 ART. 2601 4,5 | 5.3
65321326 | PRESSURE TAKE OFF/VENTURI M5X34 | 8.1
65321327 | SCREW FOR ADJUSTMENT HEAD D12X94 ECOIL | 9.4253
65321328 | SCREW HOLDER AIR PRESSURE SWITCH | 23.4483
65321329 | SOCKET FIS. HOLDER AIR PRES. SWITCH HOUSING D180 | 9.4253
65321330 | SCREW FOR ADJUSTMENT FLYING HEAD M8X35 | 8.1609
65321331 | SCREWS M8 FIXING BURNER MAX | 4.4
65321332 | PAWL FOR SCREW ADJUSTMENT FIRING HEAD | 59.1
65321333 | SCREW ADJUSTMENT FIRING HEAD | 75.4
65321335 | NUT HEX.17 SP.5,5/TUBE D 4 MIN OR 12 A | 37.8
65321336 | SCREW G1/8 L 20/PUMP MINOR 12 AB | 33
65321337 | UNION/OIL HOSE ATT. AD OCCHIO RP1/4 | 12.7
65321338 | AIR PRESSURE PLUG G1/8+TUBE D6 L20 | 4.8
65321339 | AIR PRESSURE PLUG G1/4+TUBE D6 L20 | 9.6
65321340 | AIR PRESSURE PLUG G1/8+TUBE D6 L25 | 9.8
65321341 | AIR PRESSURE PLUG G1/8-PR.SWITCH TYP LUN | 4.1
65321342 | SOCKET RP1 1/2 | 11.9
65321343 | LOCK NUT OF 1/2 GAS | 11.7
65321344 | LOCK NUT RP3/8" GAS | 4.1075
65321345 | LOCK NUT RP3/4" GAS HEX.30 h=7 HOUSING TUTT | 6.6
65321346 | UNION SOCKET OF PRESSURE WITH ATT.PRES | 24.2
65321347 | SOCKET CIL.1/8 GAS D22/BLOCK ADJUSTMENT | 9
65321348 | SCREW-CAP G 1/8 L 28/OIL BLOCK | 23.4
65321349 | SCREWS CONNECT CIRCUIT OIL BLOCK | 63.4
65321350 | SCREW AIR PRESSURE G1/4 L36 HEX.17 | 24.2
65321351 | UNION PRESSOS.1/4+ SOCKET PRESSIO.1/8 HEX. | 30.5
65321352 | LOCK NUT OF FIXING SCREW OF CONTROLLER VALVE A | 8.6
65321353 | NUT M16 X LG.mm100 (CoD.S321/161 | 14.6
65321354 | JUMPER STOP ELECTRODE HOUSING D 100-12 | 8.7
65321355 | LEVER ADJUSTMENT FIRING HEAD/HOUS. D 180 (Maior P | 24.6
65321356 | LEVER ADJUSTMENT FIRING HEAD/HOUS. D 260 . | 20.3
65321357 | PAWL CLAMP HEAD ADJUSTMENT HOUS. D180 | 3.8
65321358 | KEYS HEX. OF 13-10/NUT EN ZINC. | 5.9195
65321359 | KEYS FOR NOZZLE L 95 HEX.16 ZINC. | 7.3402
65321360 | GRID/HEAD CH4 ESTd30 INTd 22 | 6.1
65321361 | LEVER ADJUSTMENT AIR HOUSING D260-D181 | 48.9
65321362 | KEYS FOR NOZZLE L 200 HEX.16 | 10.9
65321363 | HOLDER INF. ELECTRODE HOUSING D100 D | 22.965
65321364 | HOLDER ELECTRODE HOUSING D100 D | 12.5
65321365 | CELL CLOSING PLATE 45X36X23 | 7.2
65321366 | GRADUETED BUTTON D12X12 ECOJET 3-5 | 3.6
65321367 | GRADUETED BUTTON D16X12 ECOJET 3-5 | 3.7
65321368 | STOPPER ON TUBE ECOJET 3-5 CPL | 3.9
65321369 | RACK AVANCEMENT CASING ECOJET | 3.7
65321370 | BLOCK 40X33X17,3D20/14 HOLDER | 4.3
65321371 | STRIP STOP SPINDLE GEAR ECOJET | 4
65321372 | CLOSING PLATE INLET AIR ECOJ | 13.4483
65321373 | FLANGE HOLDER HEAD ECOJET 3-5+PRES.PLUG | 27.7034
65321374 | STRIP FOR BLOCK FAN WHEEL ECOJET 3-6 | 4.2
65321375 | WASHER STOP ENGRENAGE FOR ECOJET FI | 3.6
65321376 | STOPPER OIL HOSES ON COVER 44X44X4.5 NER | 3.9
65321377 | PLATE 38X10X2.5 WITH DRILLING 5.3 ECOJET 3- | 3.8
65321378 | HOLDER HOUSING D120 M | 19.2
65321379 | SPACER ES 10 L 30.5 CONTROL UNIT GF3 CASING TYPE | 9.1751
65321380 | SPACER ES 7 L 10+6 | 6.5
65321381 | SPACER HOLDER PUMP HOUSING D100 STANL | 29.6
65321382 | SPACER ES 8 L 65(COVER ALU. HEATERiD | 7.8
65321383 | HOLDER JACK/COVER AIR Minor 12 A | 5.5
65321384 | PIPE FIXING JACK Minor 12 AB | 9.4
65321385 | SPACER ES 10 L 29 SILENCER D262 | 4.6172
65321386 | SPACER ES 10 L 28 HOLDER COVER MINOR 20 | 10
65321387 | SPACER ES 8 L 29 GRID BLU 170 | 20.3
65321388 | SPACER ES 6 L30 (LONGUEUR HEXAGONE | 6.4
65321389 | SPACER ES 6 L48 (LONGUEUR HEXAGONE | 7.9
65321390 | SPACER ES 6 L63 (LONGUEUR HEXAGONE | 8.2
65321391 | SPACER ES 6 L73 (LONGUEUR HEXAGONE | 8.2
65321393 | SPACER ES 6 L43 (LONGUEUR esa.=26)BLU | 7.9
65321394 | SPACER L 58 OT/C/TYPE 4 HOUSING D320 | 26.9
65321395 | SPACER ES 8 L51 (LONGUEUR esa.=43)MAX | 5.4
65321396 | SPACER D9X20 DRILLING D5,5 COMP. ELECT. | 5.6
65321397 | SPACER D 6X21/BURNER SS 80 | 21.4943
65321398 | CENTRING RING D8,5/7X15/ELECTRODE | 6.6299
65321399 | PIPE BLOCK ELECT.D10/8,5X20/ELECTRODE D8 | 22.8082
65321400 | STOP RING D12X20/ELECTRODE | 6.8
65321401 | WASHER D19X1.5 HEATER ECOFLAM | 3.8
65321403 | PIPE/SPINDLE LEVER D8/5X3,25 | 4
65321404 | PIPE/SPINDLE LEVER D20/8X10 | 14.3
65321405 | PIPE/SPINDLE LEVER D20/10X10 | 14
65321406 | SPACER POUR.AIR FLAP D30X8.5 OT HOUSING D180-2 | 14.3
65321407 | SPACER FAN WHEEL/MOTEUR D42X12 | 21.9023
65321408 | BLOCK D35X37 SPINDLE/AIR FLAP | 54.7
65321409 | PIPE BOND AIR FLAP HOUSING 6 | 13.5
65321410 | PIPE CASING AIR ALUMINIUM HOUSING D180 | 6.1563
65321411 | PIPE FOR SPINDLE LEVER AIR FLAP GAS | 48.9
65321412 | SPACER FOR SWIRLER BACK CONED | 6.7
65321413 | SPACER DISK 22X8.7X19 | 5.5
65321414 | SPACER DISK 22X32.3X1 | 11.5
65321415 | PIPE CILINDR./CARDAN CAM-GASVALVE | 13.4
65321416 | SPACER PLATE SHAFT OIL FUS/SIDE MOT | 6.7
65321417 | DISK D18.5/3X2 NYLON | 15.8621
65321419 | DISK D18.5/5.2X2 NYLON | 16.4
65321420 | DISK D18.5 D 8X2 NYLON | 16.092
65321421 | DISK D18.5/4X2 NYLON | 15.8621
65321422 | DISK D18.5/7.5X2 NYLON | 17
65321423 | DISK D18.5/6X2 NYLON | 6.6667
65321424 | DISK D18.5/3.5 .p.2 NYLON | 7.0115
65321425 | DISK D18.5 D 6.5X2 NYLON | 7.0115
65321427 | DISK/BURNER HEAD POLICOM M20X1 D.7 | 34.4828
65321428 | DISK/BURNER HEAD POLICOM M16X1 D.5 | 36.3
65321429 | DISK/BURNER HEAD POLICOM M16X1 D.6 | 35.1724
65321430 | DISK/VERSION NATURAL GAS D18.5 D1 | 3.7931
65321431 | DISK/VERSION NATURAL GAS D18.5 D1 | 4.2
65321432 | DISK/VERSION NATURAL GAS D18.5 D9 | 6.5517
65321433 | DISK/VERSION NATURAL GAS D18.5 D6 | 4.2
65321434 | DISK/AZUR CONTIN. FAN D18.5/5 | 36.3
65321435 | DISK/BURNER 33x33 D5 ALUMINIUM | 18.3908
65321436 | DISK/BURNER 33X33 D 6.3 ALUMINIUM | 20.3448
65321437 | DISK/BURNER 33x33 D4.6 ALUMINIUM | 13.1034
65321438 | DISK/BURNER 33X33 D 5.4 ALUMINIUM | 20.3448
65321439 | DIAPHRAGM CALIBRED D44.5-D14.5 NYLON | 7.2414
65321440 | GAS NOZZLE LPG BLU 350-X ECOMAX-BLU500/R | 11.7
65321441 | DIAPHRAGM CALIBRED De24-di7 NYLON COMBA | 18.9
65321442 | DIAPHRAGM CALIBRED De24-di10 NYLON COMB | 22.5
65321443 | DIAPHRAGM CALIBRED De18.5-di8.5 NYLON C | 18.8
65321444 | SPACER CONED FOR GRID D10X60 (Azur LPG | 6.6299
65321445 | HEATER HOUSING D100-125 | 18.3
65321446 | HANDLE 6 LOBI COD./437/8 D50-D8 HOUSING | 9.4
65321447 | ELBOW M-F RP3/4 REF.COD Y5.04/1 AZUR 100 M | 16.5747
65321448 | UNION 3 PIECES 1/2 REF.COD Y5.06 AZUR | 38.2
65321449 | HANDLE D30/15/6X22 AIR FLAP HOUS. D145 | 8.8
65321450 | ADAPTER VPS 504 85X30 | 61.1
65321451 | PLATE/LEAK. CONTROL VPS 504 75x70X2 | 95.3
65321452 | ADAPTER VPS 504 / VGD20 G1/4 L28 | 31.3
65321453 | SPACER D10/6,4 L10 | 5.3
65321454 | PROLONGUE ADJUSTMENT CASING INLET AIR M | 5.9
65321455 | ADAPTER TUBE G1/C.H. GAS D260 BLU | 89.3
65321456 | SPINDLE / PIPE D5X40 | 3.5
65321457 | SPINDLE / PIPE D6X40 | 6.3
65321459 | SPINDLE/COUPLING PUMP-FAN WHEEL D14X155 | 47.8299
65321460 | SPINDLE / COUPLING PUMP-FAN WHEEL D14X20 | 50.2
65321461 | SPINDLE / COUPLING PUMP-FAN WHEEL D14X26 | 47.8299
65321462 | SPINDLE / COUPLING PUMP-FAN WHEEL D14X27 | 47.8299
65321463 | SPINDLE/COUPLING PUMP-FAN WHEEL D14X315 | 50.2
65321464 | SPINDLE/COUPLING PUMP-FAN WHEEL D14X350 | 132.5
65321465 | PIPE/HYDRAULIC JACK F.16X15 | 26.6
65321466 | SPINDLE / GEARING D8X142 D6 | 7
65321467 | SPINDLE / AIR FLAP D5X104 L11 75° | 8.1
65321468 | SPINDLE/COUPLING PUMP-FAN WHEEL D14X510 | 72.3
65321469 | TUBE PUMP /NOZZLE ROD TL.R MAIOR P 35 1F D4 | 12.5
65321470 | TUBE PUMP /NOZZLE ROD TL.R MAIOR P 35 2F L 37 | 10.5
65321471 | TUBE PUMP /NOZZLE ROD MINOR 20-30 D6 | 7.6
65321472 | TUBE PUMP /NOZZLE ROD MINOR 30 D6 250W | 9.9
65321473 | TUBE COPPER HEAD FIOUL MINOR1 BOILER D4 | 4.8
65321474 | TUBE COPPER HEAD FIOUL ECOJET 3-5 D4 | 26.2828
65321475 | TUBE PUMP/NOZZLE ROD TC MAIOR P 25 HS 2F D4 | 7.9
65321476 | TUBE PUMP/NOZZLE ROD TL MAIOR P 25 HS 2F D4 | 8.4
65321477 | TUBE PUMP/NOZZLE ROD MAIOR P25AB(P.SUNTEC)250W | 7.9
65321478 | TUBE UNION VALVE MAIOR P35AB | 7.9
65321479 | TUBE PUMP/NOZZLE ROD MAIOR P25AB(P.SUNTEC)250W | 7.9
65321480 | TUBE PUMP/NOZZLE ROD MAIOR P15AB PUMP AT2-3 | 12.8
65321481 | TUBE PUMP /NOZZLE ROD MINOR 20.1 D6 | 11.3
65321482 | TUBE PUMP /NOZZLE ROD MINOR 20.1 D6 | 11.3
65321483 | TUBE PUMP /NOZZLE ROD D4 OIL 2F. | 52.4
65321484 | TUBE PUMP/NOZZLE ROD D4 ECOIL 3-5-8 | 14.3
65321485 | TUBE COPPER +OC.G 1/4/PRESS.AIR HOUSING D2 | 32.3
65321486 | TUBE PUMP /NOZZLE ROD MAIOR P35AB HS | 8.8
65321487 | TUBE PUMP /NOZZLE ROD-JACK MAIOR P35 | 10.5
65321488 | TUBE PUMP/NOZZLE ROD TC.R 1F D6 MAIOR P | 7.9
65321489 | TUBE PUMP /NOZZLE ROD TC R 2F D6 MAIOR | 7.9
65321490 | TUBE PUMP/NOZZLE ROD D4 BY-PAS AGA TWIN | 14.1
65321491 | TUBE D4X1/BOND PUMP+HEATER | 14.8
65321492 | TUBE PUMP/NOZZLE ROD D6X1 Lg.137 MAIOR | 14.3
65321493 | TUBE PUMP/NOZZLE ROD D6X1 Lg.290 MAIOR | 14.3
65321494 | TUBE D4X1 HEAD/CROSSPIECE | 14.3
65321495 | TUBE D4X1 SHORT HEAD/CROSS. | 24.6
65321496 | TUBE D4X1 LONG HEAD/CROSS. | 23.1
65321497 | TUBE D4X1 L520/CROSSPIECE | 24.3
65321498 | TUBE D4X1 MINOR 12 T+CROSSPIECE | 14.1
65321499 | TUBE D4X1 MINOR 12 TL/CROSSPIECE | 15.5
65321500 | TUBE D4X1 OIL PUMP/HEAD | 16.6
65321501 | TUBE D4X1 MINOR 1- 1.1 | 13.7
65321502 | TUBE D4X1 L290/CROSSPIECE | 7.5
65321503 | TUBE D4X1 L338/CROSSPIECE | 10.4
65321504 | TUBE PUMP/NOZZLE ROD D4 L88X80 90°+UNION | 12.5
65321505 | TUBE D4X1 HEAD 2F/SOLEN. VALVE | 6.7816
65321506 | TUBE D4X1 SOL.VALVE-JACK | 12.4
65321507 | TUBE SOLEN.VALVE/NOZZ.ROD D4 L157X20 45° | 14.6
65321508 | TUBE FIOUL BOND PUMP /TUBE TES | 17.9
65321509 | TUBE FIOUL PUMP AGA TWINHEAD 06 | 8.4
65321510 | TUBE D4X183 CURVED/HYDRAULIC JACK | 52.4
65321511 | UNION GASTRAIN HEX.27X147 RP1/2-1/2 | 88.1
65321512 | TUBE INLET GASTRAIN/SOLEN. VALVE | 47.9
65321513 | TUBE INLET GASTRAIN AZUR BOILER STAN | 20.8
65321514 | TUBE INLET GAS/CUISINE TRIANCO D18X1 | 64.9
65321515 | TUBE GAS/ATT.FLEXIBLE INOX D18X1 L 110 Cu | 71.1
65321516 | GAS CONN.VALVE D18 G1/2 90° 1 DRILL. D11 | 55.7
65321517 | TUBE HOLDER HEAD D14 L 55 TC (Azur 0 NATURAL GAS a | 13.4483
65321518 | TUBE HOLDER HEAD D14 L 68 AZUR.Zer.Az. | 11.954
65321519 | TUBE HOLDER HEAD D14 L 122 AZUR Zero - A | 29.6
65321520 | TUBE HOLDER HEAD D14 L 62 (Ser .1-2-3 1 | 12.7
65321521 | TUBE HOLDER HEAD D14 L 40 AZUR COOKER | 9.2345
65321522 | TUBE HOLDER HEAD D14 L 68 AZUR 60 NATURAL GAS.TC | 12.7
65321523 | TUBE HOLDER HEAD D14 L 128 AZUR 40-60 NATURAL GAS | 14.1
65321524 | TUBE HOLDER HEAD HOUSING D 125 TC D20X97X51.5 | 17.3
65321525 | TUBE HOLDER HEAD HOUSING D 125 TL D20X202X51. | 27.1515
65321526 | TUBE HOLDER HEAD HOUSING D 125 TL D20X354X51. | 3.6
65321527 | TUBE HOLDER HEAD AZUR COOKER | 111
65321528 | GAS ELBOW HEAD D16 L85+CONN.D16X71 90° | 30.4
65321529 | GAS ELBOW HEAD D16 L185+CONN.D16X71 90° | 35
65321530 | GAS ELBOW HEAD D16 L140+CONN.D16X71 90° | 30.4
65321531 | GAS ELBOW HEAD D16 L220+CONN.D16X71 90° | 30.4
65321532 | GAS ELBOW HEAD D16 L85 FLANGE 32X32 | 25.9
65321533 | GAS ELBOW HEAD D16 L185 90° FLANGE 32X32 | 25.4
65321534 | TUBE HOLDER HEAD HOUSING D 180 TC ( A 90') L | 78.7
65321535 | TUBE HOLDER HEAD HOUSING D 180 TL ( A 90') L | 82.2
65321536 | TUBE HOLDER TC GAS WITH DRILLING D4 L 105 | 35.7471
65321537 | TUBE HOLDER TL GAS+DRILL.D4 L 210 BLU | 36.3218
65321538 | GAS ELBOW HEAD D28 L180+CONN.D28X110 90° | 74.7
65321539 | GAS ELBOW HEAD D28 L280+CONN.D28X110 90° | 57.8
65321541 | GAS HEAD HOUS.d180 ( 8 Fer./Blu 170) | 201.9
65321542 | GAS HEAD HOUS. D 180 (12 Fer./Blu 250) | 201.9
65321543 | GAS HEAD HOUS. D 125 LPG | 261.7
65321544 | GAS HEAD HOUS. D 125 NATURAL GAS AZUR 80-BLU | 207.7
65321545 | GAS HEAD D68/44 L70 18 DRILL.D3 | 311.5
65321546 | STOPPER/HEAD LPG D20X30 HOUS. D125-D180 | 15.2
65321547 | DISTRIBUTOR HEAD DISK D25X11 N^10 FO | 20.8
65321548 | DISTRIBUTOR HEAD DISK D25X11 N^10 FO | 20.8
65321549 | HEAD ALUMINIUM/AZUR COOKER STANLEY | 57.9
65321550 | FIRING HEAD ALUMINIUM LPG/SS 80 DRILLING D.3.5 | 219
65321551 | FIRING HEAD ALUMINIUM LPG/SERENA DRILLING D3.0 | 219
65321552 | GASKET/HEAD D75/50X4 | 6.4
65321553 | FLANGE D75X2,5 REAR DISK HEAD | 21.3
65321554 | TUBE HOLDER HEAD HOUSING D125(AZUR 40-60)TEST | 39.1
65321555 | GROUP BAFFLE PLATE BLU 120 T.MULTIGAS (DEW | 98.9
65321556 | TUBE HOLDER HEAD HOUSING D125(BLU 120)HEAD M | 43
65321557 | GROUP INTERNAL T.MULTIGAS TC AZUR 60 SER | 111.9
65321558 | GROUP INTERNAL T.MULTIGAS TL AZUR 60 SER | 111.9
65321559 | GROUP INTERNAL T.MULTIGAS TC BLU 120 L 1 | 111.9
65321560 | GROUP INTERNAL T.MULTIGAS TL BLU 120 L 2 | 111.9
65321562 | GAS NOZZLE INTERNAL CPL. TC HEAD MULT | 99.4483
65321563 | GROUP BAFFLE PLATE T.MULTIGAS AZUR 0-30 DE | 127.2
65321564 | TUBE VENTURI D8 AZUR 100 | 15.7
65321565 | HOLDER ELECTRODE FOR AZUR T.MULTIGAS | 13
65321566 | GROUP BAFFLE PLATE T.MULTIGAS DRILLING D6 AZUR | 116
65321567 | GROUP BAFFLE PLATE T.MULTIGAS DRILLING D7 AZUR | 116
65321568 | GAS HEAD 58X58 D16 L50 2 DRILL. D10,5 | 33
65321569 | CAP STAR GAS HEAD 58X58X9 4 SLOT 3MM | 16.6
65321571 | TUBE HOLDER HEAD A DISQUE ECOSILENT | 155.1
65321572 | GROUP BAFFLE PLATE FOR HEAD AZUR AZZURRA IST | 116
65321573 | GROUP BAFFLE PLATE FOR HEAD SERENA 1-2-3 ECO | 261.6
65321574 | GROUP BAFFLE PLATE FOR HEAD SERENA 4 ECOSILE | 116
65321575 | AIR GUIDE COOKER AGA TWI | 22.8736
65321576 | NOZZLE CARRIER WITH SEAT FOR FUEL-STOP AGA | 57.5
65321577 | SQUARE HOLDER COMPLETE WIRING AGA TWIN | 19.2
65321578 | INDEX ADJUSTMENT AIR BOILER-COOKER AGA | 5.8
65321579 | GASKET/COOKER D120/100X3 | 17.9
65321580 | SCREW ADJUSTMENT HEAD M6X70 L.THR. 52 | 4.1
65321581 | CROSSPIECE OIL AGA TWIN HEAD WITH RAZZA | 39.1
65321582 | BAFFLE PLATE CLOSING TUBE HEAD COOKER AGA | 23.2
65321583 | BLOCK 36X15X8,5/SETTING AIR AGA COOKER | 6.3
65321584 | SQUARE HOLDER IGNITION TRANSFO. DANFOSS LAM.PREZ. AGA | 8.4
65321585 | TUBE HOLDER HEAD D89X94 TUBE D59.5 FOR BOI | 56.2
65321586 | NIPPLE 1"1/4 FLANG.LOCK VENTIL.+BURNER CO | 210.7
65321587 | NIPPLE 1"1/2 FLANG.LOCK VENTIL.+BURNER BO | 113.8
65321588 | GASKET/BURNER-COOKER 80/75X5 D45 | 19.6
65321589 | GASKET/BURNER-COOKER D115/90X9 | 9.6552
65321590 | GASKET/FLANGE-NIPPLE D87/55X9 COOKER | 6.6
65321591 | TUBE HOLDER HEAD AND VENTIL.RAYBURN CONDENS | 237.2
65321592 | TUBE HOLDER HEAD AND VENTIL.RAYBURN CONDENS | 110
65321593 | FIRING HEAD MANYFOLD COOKER CONDENSING (A | 574.4828
65321594 | GAS HEAD HOUS. D 180 TC. (L273 4 DRILLING D | 329.2587
65321595 | GAS HEAD HOUS. D 180 TL. (L388 4 DRILLING D | 485
65321596 | GAS HEAD SHORT ADJUSTED BLU 350-BLU 5 | 400.9
65321597 | TUBE GAS HEAD REGOLABILE BLU 350-BLU 50 | 119.9
65321599 | GAS NOZZLE NATURAL GAS G20-25 BLU170 250/ECO | 89.9
65321600 | GAS NOZZLE LPG G30-31 BLU 170- 250/ECOM | 88.8
65321601 | GAS NOZZLE D28 BLU 170-250/ECOMAX TYP 98 | 44.9
65321602 | RING D34/28X7 M5 | 18
65321603 | RING D34/28X7 M5 | 18
65321604 | TUBE HOLDER HEAD TC BLU 170-250/ECO | 66.2069
65321605 | FIRING HEAD NATURAL GAS -LPG BLU 170-25 | 256.7
65321606 | GAS NOZZLE D59X50 8 DRILL. D4 | 81.2
65321607 | GAS NOZZLE D59X50 12 DRILL. D5,5 | 80.9
65321608 | GAS NOZZLE D81/59X50 12 PERC. D4 | 62.4
65321609 | GAS NOZZLE D59X50 8 DRILL. D2 | 84.8
65321610 | GAS NOZZLE D59X50 6 DRILL. D3 | 61.5
65321611 | GAS NOZZLE HOUSING D630 | 200.4
65321612 | GAS HEAD D92/28 L81 4 BRANCH | 44
65321613 | CAP STAR GAS HEAD 55X55X8 4 SLOT 6MM | 13.3
65321614 | GAS NOZZLE D24.5/4.2X8 - 4 DRIL. D2,5 | 14.3
65321615 | GAS NOZZLE LPG D24,5/4,2X8 - 4 PERC. D2 | 26.4
65321616 | CAP STAR GAS HEAD 55X55X8 4 SL.3,5MM LPG | 15.5
65321617 | FIRING HEAD.D112X65 BLU 350 NATURAL GAS | 397.2
65321618 | TUBE HOLDER HEAD BLU 250-250S COMBAT | 54.8
65321619 | TUBE HOLDER HEAD HOUSING D180BLU 350 TC COMBA | 41.0345
65321620 | FLAME TUBE D107/112 L150 | 101.6
65321621 | IGNITION ELECTRODE D8X100 d4 D1,65X12 | 14.5
65321622 | IONISATION PROBE D8X60 d4/6,4 D3X60 | 10.6
65321623 | IGNITION ELECTRODE D8X60 d6,4 D1,65X12 | 15.8
65321625 | BAFFLE PLATE D97/25 18SL 3DRIL. | 145.4
65321626 | BAFFLE PLATE D108/35 18SL 3DRIL. | 147.7
65321627 | STOPPER CENTRAL HEAD BLU 170/350 COMBAT | 19
65321628 | ADJUST ROD HEAD L 213 BLU 170-250/R COMB | 50.2
65321629 | ADJUST ROD HEAD L 411 BLU 250-250/S COMB | 75.8
65321630 | ADJUST ROD HEAD L 333 BLU 350 COMBAT E T | 60.1
65321631 | FLAME TUBE D108/115 L200 | 183
65321632 | FLAME TUBE D139/120/137 L283 | 427.7
65321633 | FLAME TUBE D108/112/102 L295 | 183
65321634 | BAFFLE PLATE D77/22X66 10SL | 44.5
65321635 | GAS HEAD SHORT BLU 500 (700 1000 NO CE) | 202
65321636 | GAS HEAD LONG BLU 500 CPL | 297.4948
65321637 | GAS HEAD LONG BLU 700 1000 NO CE CPL | 298.2
65321638 | TUBE HOLDER HEAD HOUSING D 260 BLU 500-700-10 | 201.6
65321639 | GAS HEAD SHORT BLU 700 1000 CE CPL | 210.3
65321640 | GAS HEAD LONG BLU 700 1000 CE CPL | 298.2
65321641 | GAS HEAD SHORT BLU 1200-1400 CPL | 460.6
65321642 | GAS HEAD LONG BLU 1200-1400 CPL | 460.6
65321643 | TUBE VENTURI WITH SOCKET OF PRESSURE | 22.5
65321644 | GAS HEAD SHORT BLU 1400 (1600) EXPORT | 460.6
65321645 | GAS HEAD LONG BLU 1400 (1600) EXPORT | 460.6
65321646 | GAS HEAD HOUSING D260 | 46.6
65321647 | STOPPER GAS HEAD HOUSING D260 | 15.5
65321649 | TUBE HOLDER GAS HEAD HOUSING D260 | 97.8
65321651 | TUBE BOND ELBOW/GAS HEAD BLU 1400.1 T | 24.3
65321652 | GAS NOZZLE D25X39 OP.10X28 | 28.8
65321653 | GAS NOZZLE D25X42 OP.14X31 | 28.8
65321654 | GAS NOZZLE D25X38 OP.14X27 | 30.1755
65321655 | GAS NOZZLE D25X49 OP.15X38 | 28.8
65321656 | TUBE HOLDER HEAD HOUSING D 320 TC BAFFLE PLATE | 750.3448
65321657 | TUBE HOLDER HEAD HOUSING D 320 TL BAFFLE PLATE | 500
65321659 | TUBE HOLDER HEAD HOUSING D 320 TL BAFFLE PLATE | 1735.6322
65321660 | GAS HEAD HOUS.d 320 WITH ANELL0 D 200 | 302
65321661 | GAS HEAD HOUS.d 320 WITH ANELLO D 230 | 460.6
65321662 | TUBE FRONT FOR HEAD HOUSING D 280-320 D | 63.3391
65321663 | KIT VENTURI HOUSING D280-320 . | 152.4138
65321664 | GAS ELBOW HEAD D130/89X195 | 356
65321665 | GAS ELBOW HEAD D130/89X395 | 429.2
65321666 | GAS HEAD D84/190 L 235+6 NOZZLE EXT. | 585.1
65321667 | TUBE HOLDER HEAD HOUSING D280 TC D76.1X140 | 373.3
65321668 | TUBE HOLDER HEAD HOUSING D280 TL D76.1X340 | 361.1
65321669 | GAS HEAD NAT. FUS280 D71.5 L 200 WITH 4 TUBE | 400.8
65321670 | GAS HEAD D238/109/31 L325 4 TUBES D45 | 890.6
65321671 | TUBE HOLDER GAS HEAD HOUSING D630 | 842.4
65321672 | GAS NOZZLE D43X80 OP. 20X38 | 77.3
65321673 | TUBE GAS FOR FLAMME PILOTE HOUSING D630 | 150.2
65321674 | TUBE HOLDER HEAD SHORT MULTICALOR 170.1- | 535.6
65321675 | TUBE HOLDER HEAD SHORT MULTICALOR 300.1/ | 547.7
65321676 | HEAD MULTICALOR DAL 300.1 AL 600.1 6 tu | 1123.9
65321677 | HEAD MULTICALOR 170.1-200.1 CPL | 919.3
65321678 | GAS NOZZLE INT.HEAD PASS.GAS D82.5X55 Fe M | 14.5
65321679 | BAFFLE PLATE D230/80X75 24SL | 402.6
65321680 | FIRING HEAD WITH BAFFLE PLATE P.D230 MULTICALO | 565.7
65321683 | NUT NOZZLE CARRIER/GROUP HEAVY OIL HOUSING D 2 | 43.2
65321684 | NEEDLE ADJUSTMENT HEAVY OIL HOUSING D260 | 19.2
65321685 | REDUCTION SLEEVE DRILLED FOR GROUP HEAVY OIL | 13.1034
65321686 | SLEEVE NEEDLE HOLDER/GROUP HEAVY OIL | 25.7
65321687 | INSPECTION GLASS TO WELD OILFAM 50-80- | 20.8
65321689 | HOLDER NEEDLE ROD/COIL M&M L 30/GR | 30.5
65321690 | SQUARE/CENTRING NEEDLE/GROUP HEAVY OIL | 14.3
65321691 | ROD NEEDLE LONG L 270/GROUP HEAVY OIL | 61.1
65321692 | ROD NEEDLE SHORT L 205/GROUP HEAVY OIL | 61.1
65321693 | HOLDER NEEDLE ROD/COIL MeM L 22/GR | 15.5
65321697 | UNION RP1/4" / ACTUATOR GROUP HEAVY OIL | 16.8
65321698 | NEEDLE CONTROL NOZZLE D4 L48 | 37.3
65321699 | HOLDER NEEDLE ROD/GROUP HEAVY OIL HOUSING | 13
65321700 | ROD NEEDLE LONG L 396 GROUP HEAVY OIL | 11.8
65321701 | ROD NEEDLE SHORT L 329 GROUP HEAVY OIL FUS | 61.1
65321702 | KIT SHORT HEAD A 2 STAGE OILFLAM 3 | 525.0632
65321704 | BLOCK OIL DISTRIB.50X40X100/VALVE HOLDER | 246.7
65321705 | CONTROLLER OF PRESSURE IN BRASS OILFLA | 21.9
65321706 | KIT LONG HEAD 2 STAGE OILFLAM 300.1 C | 880.0866
65321707 | KIT SHORT HEAD 3 STAGE OILFLAM 400.1 WITH BOB | 702.4
65321708 | KIT LONG HEAD 3 STAGE OILFLAM 400.1 WITH BOB | 863.3052
65321709 | KIT SHORT HEAD 2 STAGE OILF.170.1-200. | 538.7
65321710 | KIT LONG HEAD 2 STAGE OILF.170.1-200. | 496.2287
65321711 | KIT TC COIL 18 W A 2 FIAMME OILF.50.1 | 498.5619
65321712 | KIT TL COIL 18 W A 2 FIAMME OILF.50.1 | 490.2321
65321713 | IGNITION ELECTRODE UPPER HOLD.OILFLAM 50.1-600.1 | 53.9
65321714 | HOLDER INF.BAFFLE PLATE OILFLAM2F.50-600.1 | 39.9
65321716 | BLOCK 75X34X6/HEAT RESISTOR | 102.7
65321717 | COVER BLOCK HEATER OILFLAM D | 44
65321718 | BLOCK 100X40X6/HEAT RESISTOR | 104.8
65321719 | COVER BLOCK HOLDER RESIS.OILFL 2 | 26.7
65321720 | HOLDER SPRING LINE HEAD MAIOR-OILFLAM 70 | 44.5
65321721 | RING D100/58X40/COIL HOLDER | 291.4
65321722 | FIRING HEAD 1M 1R D12 L 605 ZB | 612.2
65321723 | BAFFLE PLATE D64/20X69 4SL | 43.5
65321724 | FLAME TUBE D89/61 L77HOUS.d100 | 73.5
65321725 | NIPPLE FLANGE BOND VL 2 1/3 | 492.4138
65321726 | NIPPLE GASTRAIN 3 FLANGE+2 ELBOW | 736.6
65321727 | NIPPLE GASTRAIN 2 X120 BLU 700 PAB ITALI | 16.4368
65321728 | NIPPLE GASTRAIN 1"1/2X120 BLU 500 P | 13.2184
65321729 | NIPPLE GASTRAIN 1"1/2X100 ATT.PRESSURE | 45.7471
65321730 | NIPPLE GASTRAIN 2 X100 ATT.PRE BLU | 48.046
65321731 | NIPPLE GASTRAIN 1"1/2X180 BLU 700 PAB M | 16.7816
65321732 | NIPPLE GASTRAIN 2 X1"1/2 BLU 1000 F | 70.3448
65321733 | NIPPLE GASTRAIN 2 -1"1/2X 215 ATT.P | 150.1149
65321734 | NIPPLE GASTRAIN 1 -3/4 X 100 BLU 18 | 52.8736
65321735 | NIPPLE GASTRAIN 1"1/2-3/4 X 150 BLU 501 | 134.4
65321736 | NIPPLE GASTRAIN 2 -1"1/2X 190 BLU 2 | 165.2874
65321737 | WASHER CILINDRIQUE/BUTTERFLY VALVE (M | 4.8
65321738 | SCREW OF REGISTRE/BUTTERFLY VALVE (Mo | 14.1
65321739 | BODY BUTTERFLY VALVE 2 HOUSING D 320 | 545.5
65321740 | BODY BUTTERFLY VALVE 3 HOUSING D 320 | 496.4126
65321741 | BODY BUTTERFLY VALVE DA 2 HOUSING D260 | 69.2
65321742 | BODY GASVALVE BUTTERFLY TYPE WAFER | 545.5
65321743 | SCREW OF REGISTRE/BUTTERFLY VALVE | 25.9
65321744 | SPRING D 11,7 D 9.3 L 40/JACK | 7
65321745 | SPRING D 11.7 D 8.7 L 54/JACK D | 8.8
65321746 | BLOCK OIL DISTRIB.25X25X120/VALVE HOLDER | 152.7
65321747 | BLOCK OIL DISTRIB.16X16X120/VALVE HOLDER | 140.5
65321748 | CONNECTION ROD JACK M8X55 | 34
65321750 | CONNECTION ROD JACK M8X215 | 17.1
65321751 | SPINDLE / SPACER JACK D7X60 M6 HEX. | 14.8
65321752 | ADAPTER D16/8X37 AXIS | 34.7
65321753 | GAS FLAP FOR VALVE 2 GAS HOUSING D260-D2 | 58.3
65321754 | GAS FLAP FOR VALVE 3 GAS D82,5X1 HOUSING D | 25.7
65321755 | GAS FLAP FOR VALVE 2GAS HOUSING D260 | 6.5
65321756 | GAS FLAP FOR VALVE 4 GAS HOUSING D630 | 58.3
65321757 | SPINDLE / GAS FLAP 2" D10X206 FLAT L54 | 80.3
65321758 | SPINDLE / GAS FLAP 3" D10X220 FLAT L82 | 77.6
65321759 | SPINDLE / GAS FLAP D12X290 FLAT L107 | 113.8
65321760 | SPINDLE / GAS FLAP D10X98 FLAT L54 | 50.2
65321761 | FAN WHEEL D99/73X43 D12,7 | 52.4
65321762 | FAN WHEEL D99/73X34 D12,7 | 23.7
65321764 | FAN WHEEL D124 X53 D12,7 | 31.3
65321765 | FAN WHEEL D120 X60 D12,7 | 27.9
65321766 | FAN WHEEL D108 X50 D12,7 | 19.4253
65321767 | FAN WHEEL D124 X60 D12,7 | 31.3
65321768 | FAN WHEEL D108 X44 D12,7 | 30.7
65321769 | FAN WHEEL D108 X34 D12,7 | 20.1264
65321770 | FAN WHEEL D120 X50 D12,7 | 24.3
65321772 | FAN WHEEL D180 X40 D12,7 | 57.5
65321773 | FAN WHEEL D180 X50 D12,7 | 50.9
65321774 | FAN WHEEL D180 X60 D12,7 | 37.8
65321775 | FAN WHEEL D260 X110 D24WELDED | 159.4
65321776 | FAN WHEEL D260 X98 D19 | 159.4
65321777 | FAN WHEEL D250 X84 D19 | 100.4
65321778 | FAN WHEEL D250 X50 D19 | 150.1149
65321779 | FAN WHEEL D220 X98 D19 | 92.7
65321780 | FAN WHEEL D260 X98 D24 | 211.5
65321781 | FAN WHEEL D250 X84 D24WELDED | 159.4
65321782 | COUPLING D48/38/14X24 PUMP/MOTOR | 94
65321784 | COUPLING D48/38/12,7X32 FANWHEEL D200X84 | 94
65321785 | COUPLING D48/24/8,5 FAN WHEEL D300X125 | 66.1
65321786 | COUPLING D42/19X16 STARRY | 22.1
65321787 | STOP RING D40/8X4/FAN WHEEL | 5.9
65321788 | COUPLING D65/28/12X25 FAN WHEEL | 118.1
65321789 | COUPLING D65/38/12X25 FAN WHEEL | 246.7
65321790 | COUPLING D65/53/14X57,5 | 128.4
65321791 | COUPLING D29X18 HOUS. D280-32 | 16.8
65321792 | COUPLING D65/42/16X24 FAN WHEEL | 177.2
65321793 | EXTRACTEUR FOR FAN WHEEL PUNKER | 33.3
65321795 | COUPLING D50/30/14X61 ACTUATOR SQM | 448.3
65321796 | COUPLING D50/30X30 | 249.1
65321797 | COUPLING D30/12X55 | 203.6
65321798 | FAN WHEEL D280 X140 D28 | 176.1
65321799 | FAN WHEEL D280 X140 D38 | 254.3
65321800 | FAN WHEEL D320/254X150 D38 | 393.9
65321801 | FAN WHEEL D360/291X135 D42 | 519
65321802 | FAN WHEEL D380/311X135 D42 | 583.7
65321803 | FAN WHEEL D590/317X164 D48MOT.22KW | 1945.4
65321806 | UNION/OIL HOSE 66X36 1/2 X1 | 94
65321807 | NOZZLE CARRIER 2 STAGE MULTICALOR 170.1-2 | 206.2
65321808 | PLATE ADJUSTMENT FIRING HEAD | 44.5
65321809 | STICKER REF.AIR 0°-90°P-ALP99 D50 FUS | 23.6
65321810 | STICKER REF.AIR 0°-90°PVC D50 | 4.8
65321811 | STICKER REF.AIR 90°-0°P-ALP99 | 17.4
65321812 | STICKER SIDE AIR FLAP 166X3 1 HOUS.d12 | 8.8
65321813 | STICKER REFERENCE ADJUSTMENT AIR D10 HOUSING D100 | 3.9
65321814 | STICKER SIDE AIR FLAP 128X26 HOUS.d10 | 3.6
65321815 | STICKER ADJUSTMENT AIR BLU 170-250-3 | 4.8
65321816 | SIGN. PLATE ADJUSTMENT AIR ON CASING SHELL D630 | 23.6
65321817 | STICKER ADJUSTMENT AIR FLAP MAX | 5
65321818 | STICKER AIR FLAP A 3 SECTEUR SHUTTING PA | 5.7
65321820 | STICKER ECOFLAM ON COVER 46X61. 5 HOUSING D100 | 1.5391
65321821 | STICKER ECOFLAM ON COVER 104X25 HOUSING D100- | 0.82874
65321822 | STICKER ECOFLAM ON COVER 15X 62 HOUSING D1 | 3.7
65321823 | STICKER/COVER EL.TERMINAL HOUS.D100-125 | 3.7
65321824 | STICKER ELECTRICAL SUPPLY BURNER GAS G | 3.9
65321825 | STICKER ATTENTION HIGH TENSION 73X38 RIF | 3.9
65321826 | STICKER/OIL -GAS HOUSING D125 DUAL | 3.6
65321827 | STICKER CALYPSO 40N/COVER HOUSING D125 | 4.8
65321828 | STICKER CALYPSO 40P/COVER HOUSING D125 | 4.1
65321831 | STICKER ADHESIVE LPG/VALVE ITALIANO | 3.6
65321832 | STICKER ADHESIVE NATURAL GAS /VALVE | 4.5
65321833 | STICKER ADHESIVE LPG/VALVE INGLESE | 4
65321834 | STICKER ADHESIVE ALLACCIAMENT O ALIMENT | 4.8
65321835 | STICKER ADHESIVE REF.CODE SCHEMA ELET.G | 4.2
65321836 | STICKER AIR FLAP A 3 SECTEUR SHUTTING TO | 4.2
65321837 | STICKER ADHESIVE COVER MAX 4 96X36 HOUSING D120 | 4.3
65321838 | STICKER ADHESIVE YGNIS 18X67mm | 13.2598
65321839 | STICKER GAS 250.44.99/COVER HOUSING D125 | 6.1
65321840 | STICKER GAS 250.44.98/COVER HOUSING D125 | 2.3678
65321841 | BAFFLE PLATE D70/22X7 8SL | 28.9
65321842 | FLAME TUBE D89 L120 CONED | 55.7
65321843 | FLAME TUBE D80 AISI32 | 327.5
65321844 | CHASE HOLDER BURNER MAX 20 HOUSING D1 | 88.8
65321846 | HOLDER CONDENSATOR CPL. 5uF / MOT. SI | 4.1
65321849 | CAPACITOR 8µF | 44
65321851 | CAPACITOR 4µF | 38.7
65321852 | CAPACITOR 6,3µF PLASTIC | 34.3
65321853 | CAPACITOR 8µF 250W | 44
65321854 | CAPACITOR 14µF | 47
65321855 | CAPACITOR 10µF | 25.4
65321856 | CAPACITOR 3,5µF | 27.0115
65321858 | CAPACITOR 16µF | 21.4287
65321859 | BALL BEARING SIMEL 6202-SZ 15X3 5X11 | 17.9
65321860 | BALL BEARING SIMEL 6202-2RS 15X3 5X11 | 17.9
65321861 | CIRCUIT RC 466890660 | 38.6
65321869 | COVER AIR SNORKEL D80X23 GASTEAM 40 | 9.5
65321872 | NET HOLDER ROCK WOOL SMOKE BOX | 37.4
65321878 | SLEEVE COPPER 1/2 X 3 PROBE L 105 SER.1 | 44.023
65321879 | SLEEVE COPPER 3/4 X 4 PROBE L 114 SERENA C | 46.1
65321896 | INSULATION ROCK WOOD SMOKE BOX D365 | 23.4
65321923 | FIRING HEAD COOKER (ENSEMBLE) | 345.8621
65321924 | FIRING HEAD PREMIX 400-G AGA (Ass | 574.4828
65321953 | GASKET AFM34 D24/15X2 | 3.5
65321974 | PRESSURE TAKE OFF M6X0,75 L 23 | 5.3
65321988 | NUT HEXAGONAL H=150 INSTANT 25 | 14.5
65321992 | SWITCH BRETER V 40 (NC RED) | 15.2724
65321993 | SWITCH BRETER V 50 (NA GREEN ) | 15.2724
65321994 | ELECTRIC BOX 100X100X50 GW44004 IP55 | 21.7
65321995 | ELECTRIC BOX 65X65X40 TYPE 92110 | 10.2
65321997 | ELECTRIC BOX 190X140X70 GW44 IP56 | 37.3
65321998 | IGNITION CABLE D7 | 9.3633
65321999 | IGNITION CABLE D4,7 | 6.5
65322000 | IGNITION CABLE D5,2 AP | 7.2414
65322001 | IGNITION CABLE D7/D7 L535 | 7.8
65322002 | IGNITION CABLE D7/D7F2 L1500 | 15.1
65322003 | IGNITION CABLE D7/D7 L1800 | 14.3
65322004 | IGNITION CABLE D7/D7 L2100 | 14.4938
65322005 | IONISATION CABLE D4/D4 L290 | 13.1
65322006 | IONISATION CABLE D4/D4 L580 | 13.1
65322007 | IONISATION CABLE D4/D4 L465 | 13.1
65322008 | IONISATION CABLE D4/D4 L510 | 2.9598
65322009 | CABLE SOL.VALVE+PLUG3P 3X0,75 L500COD071 | 16.6
65322010 | CABLE HEATER DAN+PLUG4P L400 | 11.2
65322011 | CABLE IGNIT.TRANSFO+PLUG 3P 3X0,75 E820 | 10.3
65322012 | CABLE MOTOR+PLUG 3P 3X0,75 L360 | 14.5
65322013 | CABLE MOTOR+PLUG 3P 90° 3X0,75 L360 | 9.8
65322014 | CABLE MOTOR+PLUG 3P 90° 3X0,75 L680 | 13.9
65322015 | CABLE MOTOR+PLUG 3P 3X0,75 L360 | 14.5
65322016 | CABLE SOL.VALVE+PLUG 3P 3X1 VE131 | 12.5
65322017 | SLEEVE N.3 CABLE BLU/YELLOW-GREEN /RED l | 5.9
65322018 | SLEEVE N.3 CABLE ROSE/YELLOW-GREEN /GREY | 6.5
65322022 | SLEEVE N.3 CABLE WHITE-ROSE-PURPLE FAS. | 4.9
65322023 | SLEEVE WITH CABLE 4X0,75 BROWN-BLU-YELLOW GREEN-BLACK | 5.1
65322024 | SLEEVE N.4 CABLE ROSE/WHITE/ORANGE/YELLOW | 6
65322025 | CABLE 4X0,75 | 6.7
65322026 | SLEEVE N.3 CABLE BLU/YELLOW-GREEN /RED l | 2.6046
65322027 | CABLE 3X1 BM2 | 5.6
65322028 | CABLE CONNECT MAIOR-ECOMAX L1750 | 35.3
65322029 | CABLE CONNECT BLU-ECOMAX L1750 | 40
65322030 | CABLE GAS VALVE+PLUG WIE. 6P+PLUG4P C/W | 40.5
65322031 | CABLE GAS VALVE+PLUG WIE. 6P+PLUG 4P MU | 87.4
65322032 | CABLE GAS VALVE+PLUG WIE. 6P+PLUG 4P VA | 87.4
65322033 | CABLE IGNIT.TRANSFO+PLUG 3P 3X0,75 L410 | 12.9
65322034 | CABLE+PLUG 6P/EUROST L1070 | 13.2
65322035 | CABLE+PLUG WIELAND 3P/EUROST L1070 | 10.7
65322039 | ADAPTER LFI/LGB 22 KF8853-K | 264
65322043 | POTENTIOMETER 90' -1000 OHM ASZ12.703 LA | 240.8
65322045 | CONTROLLER GEFRAN 600-R-R-R-R-1 100/240 | 1032.2
65322046 | SENSOR GEFRAN J D.8x100 1/2 (mod.TC6MD2 | 205.6
65322047 | CONTROLLER RLU.222 | 1245.9
65322050 | WARNING LIGHT 28H240040T ORANGE D.9 | 4.3
65322051 | WARNING LIGHT 319010010S RED Signal-luX | 3.2184
65322053 | WARNING LIGHT EL/N-SC4 D9 240V | 17.4
65322054 | LENTE 9A1 Elettrospring D=10 RED | 7.5
65322055 | LENTE 9A1 Elettrospring D=10 ORANGE | 7.5
65322056 | RUBER FUNNEL D4 / IGNIT. CABLE D7 VIEMME art.02 | 7.6
65322057 | RUBER FUNNEL D4 / IGNIT. CABLE D4 | 3.8
65322060 | TERMINAL STRIP BK12 WEIDMULLER T. 1989.2 | 29.6
65322061 | TERMINAL STRIP BK6 WEIDMULLER T.1 953.2 | 15.8
65322062 | CLIPS PROTECTION RACK LOCK ABA 51 | 6.6
65322063 | CLIPS PROTECTION RACK LOCK ABA 65 | 6.7
65322064 | WIELAND SOCKET 4P BLACK COVER | 9.3
65322065 | WIELAND PLUG 4P | 11.6
65322066 | WIELAND SOCKET 4 P. W.O. COVER | 8.6207
65322067 | WIELAND PLUG 4P BLACK COVER | 11.2
65322068 | WIELAND SOCKET 4P COVER GREEN | 9.3
65322069 | WIELAND PLUG 7P | 11.6
65322070 | WIELAND SOCKET 7P | 11.9671
65322071 | WIELAND SOCKET 7 P. 2-RANGHI C | 11.6
65322072 | WIELAND PLUG 6 P | 8.1
65322073 | WIELAND SOCKET 6 P. WITH COVER | 13.3
65322074 | WIELAND SOCKET 5 P. WITH COVER | 7.8
65322075 | WIELAND SOCKET 5 P. WITH COVER | 10.7
65322076 | TERMINAL STRIP 4P. HOUS. D180 1F | 6.6
65322077 | TERMINAL STRIP 4P. HOUS. D100-125 GAS | 7.2
65322078 | TERMINAL STRIP 4P. HOUS. D100-125 OIL | 6.6
65322079 | TERMINAL STRIP 4P. MAMMUT+ BRIDGE | 6.4
65322080 | WIELAND SOCKET 3 P. WITH COVER | 6
65322082 | TUBE VIPLA/PLUG AIR EST .d7 INT.d | 16.4
65322084 | TUBE SILICONE/TR(60sh)D.4X7 | 12.8
65322085 | TUBE SILICONE 5X8 COD. 1403538 | 8
65322086 | TERMINAL STRIP ILME SOCKET 16 P. | 37.2
65322087 | TERMINAL STRIP ILME PLUG 16 P. | 30
65322088 | HOLDER INC 2 LEVER 16 P. ILME CHI16 | 37.4713
65322089 | HOLDER MOB. 2 LEVER A. 16 P. P G21.VE IL | 41.8
65322090 | TERMINAL STRIP SERENA 1/5 1F GAS OIL 5 | 8
65322091 | TERMINAL STRIP COMPACT R 1F OIL 6 SWITCH | 10.1
65322092 | WIRING BASE AGK11 +CONN.8 P. M C.L | 67.5862
65322093 | WIRING BASE AGK11 +CONN.8 P. F C.L | 70.6
65322094 | CABLE+WIELAND SOCKET 7P L330 | 15.7
65322095 | CABLE+WIELAND SOCKET 7P L510 | 18.3
65322096 | CABLE+WIELAND SOCKET 4P L330 | 14.1
65322097 | CABLE+WIELAND SOCKET 4P L480 | 14.1
65322098 | TERMINAL STRIP OMEGA ASSEMBLED 6 P. PLUG | 64.9
65322099 | WIRING GAS DRY COOKER . | 69.7
65322100 | WIRING AZUR 30 LOW OUTPUT COOKER ALPH | 67.8
65322101 | WIRING AZUR 30 DESC HEAD BOILER ALPHA | 67.8
65322102 | WIRING AZUR SERENA TERMOROBOT (BEM02 | 54.4
65322103 | WIRING BLU 500-700-1000-1200 PAB CE L | 468.1
65322104 | WIRING BLU 170-250 PAB MF2 (C4) ASEAN | 106.1
65322105 | WIRING PREMIX BURNER BOILER-COOKER | 130.3
65322106 | WIRING BLU 500/1400 PR/MD CE LGB.22 ( | 468.1
65322107 | WIRING MINOR BOILER-COOKER ALPHA C. | 59.1
65322108 | WIRING MINOR 1 LOW AUTPUT AGA | 59.1
65322109 | WIRING MAIOR P 15-25 CE LOA24 (85X67X | 79.6
65322110 | WIRING MAIOR P 45-60-80 AB HS CE LOA | 443
65322111 | WIRING STELLA SUN 25-30 LOA.24 (1091 | 158.8
65322112 | WIRING MINOR 8-12-20-30 MAX 4-8-12 (L | 105.4
65322113 | WIRING MAIOR P 15 AB HS LOA 24 sq.Z | 95.4
65322114 | WIRING MINOR 1 OUZLDALE F. SELECT P81 | 59.1
65322115 | WIRING MINOR 20-30 (L+S) CE (LOA.24) | 80.7
65322116 | WIRING OILFLAM 50-80-120 CE (D) LOA.4 | 1249.4
65322117 | WIRING OILFLAM 30 (D) 1F CE GF3 ECOMA | 1075
65322123 | WIRING PREMIX BOILER 120 K WITH PWM | 143.3
65322124 | CABLE WIELAND ASSEMBLED 5 P. PLUG | 7.8
65322125 | CABLE WIELAND ASSEMBLED 5 P. SOCKET | 10.7
65322126 | TERMINAL ARNO 127 2X2,5 MMQ AZUR | 10
65322127 | TERMINAL STRIP ILME PLUG 10 P. CNM10 | 28.6207
65322128 | TERMINAL STRIP ILME SOCKET 10 P. CNF10 | 23.908
65322130 | BLOCK 8P. FEMALE KOR 408/8F A | 4.1
65322131 | BLOCK 8P. MALE KOR 408/8M | 4
65322132 | BLOCK 12P. MALE | 4.3
65322133 | CABLE GLAND TYPE PG11 ART.163/M S11(Bette | 19.7
65322134 | SOCKET 169/MS PG11 | 8.5
65322135 | RUBBER FUNNEL EKZ DE 95-13O-5O NEOPRENE | 4.5
65322136 | CABLE GLAND TYPE CAR 106/PG 7 | 8.8
65322137 | LOCK NUT CAR 116/11 | 3.6
65322138 | CABLE GLAND BRAHMA FOR EG 6 | 9.3
65322139 | CABLE GLAND TYPE CAR 106/PG 11 | 3.9
65322140 | CABLE GLAND TYPE CAR 106/PG 13,5 | 3.9
65322141 | LOCK NUT CAR 116/13.5 | 3.5
65322142 | RUBBER FUNNEL EKZ DE 110-80-30 . | 8.8
65322143 | RUBBER FUNNEL EKZ DE 90-110-30 | 3.9
65322144 | RUBBER FUNNEL EKZ DE 110-150-30 | 9.9
65322145 | RUBBER FUNNEL EKZ DK 12-18-22-3 | 9.3
65322146 | RUBBER FUNNEL A MEMBRANE DG 36 | 8.8
65322147 | RUBBER FUNNEL A MEMBRANE DG 21 | 8.8
65322148 | RUBBER FUNNEL EKZ DE 150-130-60 13093 | 3.8
65322149 | STRAIGHTUNION GAINE INDUPLAS 16mm PG | 4.8
65322151 | REDUCTION SLEEVE PVC (art.2116N) PG21-PG17 | 13.1
65322152 | ANTIVIBRATION PART h.8mm D.20mm M6X12mm | 5.3
65322153 | RUBBER FUNNEL KB D4-11.5-14.5-3 | 0.91954
65322155 | IGNITION ELECTRODE D8X100 d6,4 D1,65X80 | 14.1
65322156 | IGNITION ELECTRODE D8X45 d4 D1,65X33 | 15
65322157 | IONISATION PROBE D8X120 d6,4 D3X120 | 19.6
65322158 | IONISATION PROBE D8X120 d4 D2,6X80Flange | 19.6
65322159 | IONISATION PROBE D8X100 d4/6,4 D3X90 | 14.1
65322160 | IGNITION ELECTRODE D8X100 d4 D1,65X31 | 14.1
65322162 | IONISATION PROBE D8X60 d4/6,4 D3X60 | 10.6
65322164 | IGNITION ELECTRODE D8X60 d4 D1,65X8 Flange | 15.8
65322166 | IGNITION ELECTRODE D10X150 d6,4 D3X150 | 26.9
65322167 | ELECTRODE PROTECTION CAP D8 | 10.102
65322168 | IGNITION ELECT.D10X150 d7 SP150 STRAIGHT | 27.9
65322169 | IGNITION ELECT.D10X100 d7 SP100 STRAIGHT | 30.1062
65322171 | IGNITION ELECT.D8X60 d4 SP60 STRAIGHT | 23.7
65322172 | MICROSWIT.CROUZET F83137.0 IW4 | 23.6
65322173 | MICROSWIT.CROUZET 83133002 IW2 LEVER 54E R | 53.9
65322178 | FUSE FUSIT T. 6,3 X 32 mm. 5A/250 V | 0.94713
65322180 | FUSE ITALWEBER 5X20HF 5A 250V art.01 | 5.6629
65322181 | FUSEHOLDER FUSIT FH-B528 | 11.2
65322182 | FUSE FUSIT T. 5X20 2A | 0.94713
65322183 | FUSE CAF T. 5X20 T 3,15A CAF5203.15R | 1.0655
65322184 | FUSEHOLDER 1-P ABB E931/32 | 18.6
65322186 | ECS-STAMPATO MODULATION PWM 12 V | 118.6
65322187 | CROSSPIECE GAS 2 FERIT.(Azur 40 HOUSING D 125) | 16.4
65322188 | 14-PLATE HEAT EXCHANGER WITH MALE ATTACH | 264.2
65322205 | ONE WAY SHUTTER/HEAVY OIL ART.FZVR10 3/8 | 137.3
65322216 | SOCKET RP1/2 | 4.3
65322222 | BI-THERMOSTAT ADJ. 20-80° 30-90°C | 128.4
65322223 | THERMOSTAT CAP.L3000 0-90° SCREWDRIVER ADJUST | 34.1
65322227 | THERMOSTAT CAP.L=3000 0-120° HANDLE ADJUST | 28.7356
65322233 | GROUP BLOCK HEAVY OIL OILFLAM 20-200 2F | 605.7
65322234 | GROUP COIL+CORE M&M/SPILLI 230-240/5 | 126.4
65322238 | COVER WITH FLAP AUTOMATIQUE/2F HOUSING D 1 | 431.2644
65322239 | COVER WITH FLAP AUTOMATIQUE/2F SNORK. | 459.5931
65322240 | COVER WITH FLAP AUTOMATIQUE/2F SNORK. | 494.3
65322241 | COVER CASING AIR SERENA 2-3 1F | 202.8
65322242 | COVER CASING AIR SNORKEL GRANDE/SORRENTO | 72.9287
65322244 | COVER CASING AIR SNORKEL MINOR 1 TRIANCO | 38.7356
65322245 | COVER CASING AIR SNORKEL MINOR 4 AND MINOR | 37.2
65322246 | COVER 3 SECTEUR BLU 120 CE | 134.4
65322247 | COVER SNORKEL D.60 WITH ADJUSTMENT (BAA | 25.8
65322249 | COVER CASING AIR SNORKEL D.60 | 28.3
65322250 | AIR BOX 97X181X70 D118+FLAP STELLA 4134 | 58.8
65322251 | AIR BOX MAXGAS 40 | 73.5
65322252 | CASING SILENCER MAX GAS 40 | 64.5
65322253 | CASING HOUS. D180 WITH FLAP AND JACK | 378.3
65322254 | CASING HOUS. D180 W. FLAP AND VOLANTINO | 378.3
65322267 | UNION CL MAIOR 15 AB HS . | 31.3
65322268 | UNION CL MINOR 20-30 MAIOR 15/25 1F+ | 17.2
65322269 | UNION CL MAIOR P 25 AB HS . | 58.8
65322270 | UNION CL MAIOR P 25 AB . | 45.7
65322271 | UNION CL MAIOR P 35 AB HS T.RECTHOEKIG | 81.2
65322272 | UNION CL MAIOR P 35 AB+ 1F T.HEXAGONAL | 49.5
65322273 | UNION CL MAIOR P 35 AB+ 1F T.RECTHOEKIG | 57.5
65322274 | UNION CL MAIOR P45-60 AB HS T.RECTHOEKIG | 71.7
65322275 | UNION CL MAIOR P45-60 AB T.RECTHOEKIG | 61.5
65322276 | UNION CL MAIOR P80-120AB HS T.RECTHOEKIG | 78.4
65322277 | UNION CL MAIOR P80-120 AB T.RECTHOEKIG | 61.5
65322278 | UNION CL MAIOR P150 AB HS T.RECTHOEKIG | 61.5
65322279 | UNION CL MAIOR P200 AB HS T.RECTHOEKIG | 81.2
65322280 | UNION CL MAIOR P200 AB T.RECTHOEKIG | 52.4
65322281 | UNION CL MULTICALOR 70-100 . | 48.4
65322282 | GROUP CROSSPIECE HOUSING D100 MINOR 1 TC INSE | 45.7
65322283 | GROUP CROSSPIECE HOUS.d100 M.1 | 45.7
65322286 | GROUP CROSSPIECE HOUS.d100 INS. | 45.7
65322287 | GROUP CROSSPIECE HOUS.d100 INS. | 35.3
65322288 | GROUP CROSSPIECE HOUS.d100 INS. | 34.1
65322289 | GROUP CROSSPIECE HOUS.d100 MINOR 1 TL INSE | 35.3
65322292 | GROUP CROSSPIECE HOUSING D100 MINOR 1 R INSTA | 129.3103
65322295 | GROUP CROSSPIECE HOUS.d125 MINOR 4 TRIANCO | 45.7
65322296 | GROUP CROSSPIECE HOUS.d125 MINOR 12 TC | 45.7
65322297 | GROUP CROSSPIECE HOUSING D125 MINOR 4 TL | 31.9
65322304 | GROUP CROSSPIECE HOUS.d180 MINOR 20 TC | 33.3
65322305 | GROUP CROSSPIECE HOUSING D180 MINOR 20TL | 44.9
65322306 | GROUP CROSSPIECE HOUSING D180 MINOR 30TC | 30.1
65322307 | GROUP CROSSPIECE HOUSING D180 MINOR 30TL | 30.1
65322308 | GROUP CROSSPIECE ECOJET 3-5 R TC BASE | 184.8276
65322310 | GROUP BAFFLE PLATE FRONT+ BACK BLU 1200- | 119.9
65322311 | IGNITION ELECTRODE D8X45 d4 D1,65X28 55° (X2) | 17.2
65322312 | IGNITION ELECTRODE D8X45 d4 D1,65X30 20° R+L | 17
65322313 | IGNIT.ELECT.D8X60 d4/6,4 D1,65X22 40°R+L | 17
65322314 | IGNIT.ELECT.D8X100 d6,4 D1,65X35 60° R+L | 22.4
65322315 | IGNIT.ELECT.D8X100 d6,4 D1,65X33 23° R+L | 27.4
65322316 | IGNIT.ELECT.D8X100d6,4D1,65X35 90+30°R+L | 32.3
65322317 | IGNITION ELECTRODE R+L D8X45 D4 L30 45° | 25.7
65322318 | ELECTRODE BLOCK 25X40 d4 D2X25 45° Kit | 22.1
65322319 | IGNIT.ELECT.D8X100 d6,4 D1,65X80 90° R+L | 27.4
65322320 | IGNITION ELECTRODE D10X150 d6,4 D3X80 16° R+L | 35.4
65322322 | IGNIT.ELECT.D8X100 d6,4 D1,65X37 80° R+L | 27.4
65322323 | IGNITION ELECT.D10X100 d6,4 D3X78 45°R+L | 24.6
65322324 | GROUP STICKER MINOR 20 ITALIANO/INGLE | 8.1609
65322325 | GROUP FLANGE MOBILE ECOJET . | 76.2
65322327 | GROUP LEVER ADJUSTMENT AIRFLAP HOUS.D260 | 66.7
65322331 | OIL JACK HOUS. D. 180 | 115.1
65322332 | JACK AQUAMATIC . | 168.9
65322333 | OIL JACK HOUS. D. 260-28 | 123.4
65322335 | OIL JACK HOUS.160 (BAA1 | 112.4
65322336 | GROUP REDUCTION NIPPLE DISCHARGE HEAVY OIL OILFLAM 50-8 | 72.4
65322337 | AIR RECYCLING+AIR FLAP+SURPRESSOR/V | 29.7
65322338 | AIR RECYCLING HOUS.d100+BLADE NM.1 | 32.6
65322339 | AIR RECYCLING HOUS.D100 +SCOOP+BLADE | 23.4
65322342 | AIR RECYCLING (BFC08.112) +AIR FLAP | 30.6632
65322343 | GROUP AIR RECYCLING MINOR 4 W. FLAP | 19
65322344 | GROUP AIR RECYCLING HOUS.d125 W. FLAP | 42.2
65322345 | GROUP AIR RECYCLING HOUS.d125 W.O. FLAP | 39.4
65322346 | KIT PLUG AIR HOUS.180-260-280-320-38 | 84.5
65322347 | GROUP HEATER OILFLAM 30 CON. R=3000 W | 1369
65322348 | GROUP HEATER OILFLAM 500.1-600.1 230/ | 6510.8
65322349 | GROUP ADJUSTMENT AIR ECOJET 3-5 (bloc | 62.3
65322350 | GROUP OIL CONTROLLER MAIOR PR 45/30 | 588.8
65322351 | GROUP OIL CONTROLLER MAIOR PR 700.1 | 588.8
65322355 | CAM GAS CPL. | 239.5
65322356 | PREASSEMBLY CAM R-115 HOUSING D260 ver.20 | 292.1
65322357 | GROUP SECTEUR CAM+LEVER R115 F320 3000 | 588.8
65322358 | GROUP NEEDLE OILFLAM 20-30 1F TC . | 81.9
65322359 | GROUP NEEDLE OILFLAM 20-30 1F TL . | 84.5
65322360 | GROUP NEEDLE OILFLAM (30/400) 2F TC,(50-80- | 131.1
65322361 | GROUP NEEDLE OILFLAM 30-170-200-300-400 2F | 164.5
65322362 | GROUP NEEDLE OILFLAM 300-400 3F TL | 372.6
65322363 | GROUP NEEDLE OILFLAM 300-400 3F TC | 196.8
65322364 | GROUP CLAMP ELECTRODE HOLDER HOUSING D10 | 25.8
65322365 | GROUP TUBE PUMP /NOZZLE ROD MAIOR P 35 AB+1F TC ES | 60.3
65322366 | GROUP TUBE PUMP /NOZZLE ROD MAIOR P 35 HS TC RECTAN | 30.1
65322367 | GROUP TUBE PUMP /NOZZLE ROD MAIOR P 35 HS TL RECTAN | 31.5
65322368 | FIRING HEAD MINOR 1 TC HOUSING D 100 | 213.9
65322370 | FIRING HEAD MINOR 1.1 TC R HOUSING D 100 | 213.9
65322371 | FIRING HEAD MINOR 1.1 TL R HOUSING D 100 | 244.4
65322372 | FIRING HEAD MINOR 1 INSTANT ITALIA | 163.9
65322373 | FIRING HEAD MINOR 1 R INSTANT 25 | 213.9
65322374 | FIRING HEAD MINOR 1.1 TC HOUSING D 100 LASI | 213.9
65322376 | FIRING HEAD MINOR 4.1 TC HOUSING D 125 | 213.9
65322379 | FIRING HEAD MINOR 4.1 TC RISC. HOUS.d 12 | 287.1
65322380 | FIRING HEAD MINOR 4.1 TL RISC. HOUS.d 12 | 292.1
65322382 | FIRING HEAD MINOR 8.1 TC HOUS.d 125 | 213.9
65322384 | FIRING HEAD MINOR 8.1 TL HOUSING D 125 | 213.9
65322385 | FIRING HEAD MINOR 8.1 TC HEATER HOUSING D 12 | 287.1
65322387 | FIRING HEAD MINOR 12.1 TL HOUSING D 125 | 213.9
65322388 | FIRING HEAD MINOR 12.1 TC HOUSING D 125 | 213.9
65322389 | FIRING HEAD MINOR 12 TC HEATER HOUSING D 125 | 313.4989
65322391 | FIRING HEAD MINOR 12.1 R TL HOUSING D 125 | 400.8
65322393 | FIRING HEAD MAIOR P10.1 ECO MINOR 12.1 | 213.9
65322394 | FIRING HEAD MINOR 20 TC HOUS.d 180 ITALI | 213.9
65322395 | FIRING HEAD MINOR 20 TL HOUSING D 180 ITALI | 213.9
65322396 | FIRING HEAD MINOR 20.1 TC HOUSING D 180 | 213.9
65322397 | FIRING HEAD MINOR 20.1 TL HOUSING D 180 | 213.9
65322398 | FIRING HEAD MINOR 30 R TC HOUS. D 180 | 213.9
65322399 | FIRING HEAD MINOR 30 TC ITALIA+EXPORT | 213.9
65322400 | FIRING HEAD MINOR 30.1 TC HOUS.d 180 | 213.9
65322401 | FIRING HEAD MINOR 30 TL ITALIA+EXPORT | 213.9
65322402 | FIRING HEAD MAIOR P 15 TC (MINOR 20 C/R | 213.9
65322403 | FIRING HEAD MAIOR P 15 TL (MINOR 20 C/R | 213.9
65322404 | FIRING HEAD MAIOR P 25 TC FUS D180 | 213.9
65322405 | FIRING HEAD MAIOR P 25 TL FUS D180 | 280.8
65322406 | FIRING HEAD MAIOR P 25 AB TC HOUSING D180 | 293.3
65322407 | FIRING HEAD MAIOR P 25 AB TL HOUSING D180 | 329.8
65322408 | FIRING HEAD MAIOR P 25 AB HS TC HOUSING D180 | 519.1
65322409 | FIRING HEAD MAIOR P 25 AB HS TL HOUSING D180 | 280.8
65322410 | FIRING HEAD MAIOR P 35 TL.R HOUS.d180 | 372.6
65322411 | FIRING HEAD MAIOR P 35 TC.R HOUS.d180 | 292.1
65322413 | FIRING HEAD MAIOR P 45 TL.R HOUSING D260 | 400.8
65322414 | FIRING HEAD MAIOR P 45 TC.R HOUS.d260 | 376.4
65322417 | FIRING HEAD MAIOR P 60-80TL.R HOUSING D260 | 400.8
65322418 | FIRING HEAD MAIOR P 60-80TC.R HOUS.d260 | 388.6
65322419 | FIRING HEAD MAIOR P120 TL.R HOUS.d260 | 400.8
65322420 | FIRING HEAD MAIOR P120 TC.R HOUS.d260 | 388.6
65322421 | FIRING HEAD MAIOR P150 TL.R HOUSING D280 | 367.7218
65322422 | FIRING HEAD MAIOR P150 TC.R HOUSING D280 | 367.7218
65322423 | FIRING HEAD MAIOR P200 TC.R HOUSING D280 | 367.7218
65322424 | FIRING HEAD MAIOR P200 TL.R HOUSING D280 | 367.7218
65322425 | FIRING HEAD MAIOR P 300.1 TL HOUSING D320 | 529.6
65322426 | FIRING HEAD AZUR 0 TC LPG FUS D 101 | 338.7
65322427 | FIRING HEAD AZUR 0 TL NATURAL GAS -LPG HOUSING D 100 | 319
65322428 | FIRING HEAD AZUR SS80 GAS FUS 100 | 475.5
65322429 | FIRING HEAD AZUR 0 TC NATURAL GAS .FUS D 100 (no | 329.3
65322430 | FIRING HEAD AZUR 30 TC GN LOW OUTPUT AG | 329.3
65322431 | FIRING HEAD AZUR 30 DESC HEAD BFT11.307 | 329.3
65322432 | FIRING HEAD AZUR COOKER STANLEY LPG | 287.7
65322433 | FIRING HEAD AZUR 40 TC NATURAL GAS . HOUSING D 125 | 329.3
65322434 | FIRING HEAD AZUR 40 TC LPG HOUSING D 125 | 338.7
65322435 | FIRING HEAD AZUR 40 TL NATURAL GAS - LPG | 332.3
65322436 | FIRING HEAD AZUR 60 TC HOUSING D 125 | 329.3
65322437 | FIRING HEAD AZUR 60 TL HOUS. D 125 | 329.3
65322439 | FIRING HEAD AZUR 80-BLU 120 TC NAT. GAS | 329.8
65322440 | FIRING HEAD AZUR 80-BLU 120 TC LPG HOUSING | 338.7
65322441 | FIRING HEAD AZUR 80-BLU 120 TL NAT. GAS | 336.4
65322442 | FIRING HEAD AZUR 80-BLU 120 TL LPG HOUSING | 338.7
65322443 | FIRING HEAD BLU 170 TC NATURAL GAS HOUSING D 180 | 463.8
65322444 | FIRING HEAD BLU 170 TC LPG HOUSING D 180 | 466.1
65322445 | FIRING HEAD BLU 250 TC NATURAL GAS HOUSING D 180 | 484.5
65322446 | FIRING HEAD BLU 250 TC LPG HOUSING D 180 | 466.1
65322448 | FIRING HEAD BLU 350 TC HOUS.d 180 TES | 402.1288
65322450 | FIRING HEAD BLU 350 TL CE HOUSING D 180 TES | 434.6
65322451 | FIRING HEAD BLU 350 TC COMBAT F.180 | 519.1
65322452 | FIRING HEAD BLU/MODULAIR 500 NATURAL GAS TC CE | 625.9
65322453 | FIRING HEAD BLU/MODULAIR 500 NATURAL GAS TL CE | 543.4
65322454 | FIRING HEAD BLU/MODULAIR 500 LPG TC CE | 631.2
65322455 | FIRING HEAD BLU/MODULAIR 500 LPG TL CE | 631.2
65322456 | FIRING HEAD BLU 350 TL CE '98 ADJUST | 547.7
65322457 | FIRING HEAD BLU-MODULAIR 700 NAT. GAS TL | 659.7
65322458 | FIRING HEAD BLU 700 NATURAL GAS -LPG TL | 631.2
65322459 | FIRING HEAD BLU 700 NATURAL GAS -LPG TC | 631.2
65322460 | FIRING HEAD BLU/MODULAIR 500 NATURAL GAS+LPG TC | 629.1
65322461 | FIRING HEAD BLU/MODULAIR 500 LPG TL EST | 631.2
65322462 | FIRING HEAD BLU 1000 TC GN EXPORT | 623
65322463 | FIRING HEAD BLU 700 1000 NATURAL GAS TC CE | 659.7
65322464 | FIRING HEAD BLU 700 1000 NATURAL GAS TL CE | 659.7
65322465 | FIRING HEAD BLU/MODULAIR 700 1000 LPG T | 631.2
65322466 | FIRING HEAD BLU/MODULAIR 700 1000 LPG T | 631.2
65322467 | FIRING HEAD BLU 1600-MODULAIR P120 TL F | 659.7
65322468 | FIRING HEAD BLU 1400 TL FIXED LPG | 719.7
65322469 | FIRING HEAD BLU/MODULAIR1200-1400 GAS TC | 780.6
65322470 | FIRING HEAD BLU/MODULAIR1200-1400 GAS TL | 780.6
65322471 | FIRING HEAD BLU/MODULAIR 1200 1400 LPG | 731.5
65322472 | FIRING HEAD BLU/MODULAIR 1700 -2000 TC | 1490.1
65322473 | FIRING HEAD BLU/MODULAIR 1700 2000 TL F | 2076.5747
65322474 | FIRING HEAD BLU 3000-MODULAIR P300 TC F | 1486.5
65322475 | FIRING HEAD BLU 3000-MODULAIR P300 TL F | 1429.8851
65322476 | FIRING HEAD BLU 1700.1-2000.1 TL F.D | 1173.4
65322477 | FIRING HEAD BLU 170.2/250.2 TC AUSLI | 513.1
65322478 | FIRING HEAD BLU 350.2 TC AUSLI | 537.5
65322479 | FIRING HEAD OILFLAM 30 2F TC HOUSING D180 | 1099.4
65322480 | FIRING HEAD OILFLAM 30 2F TC INDEA HOUSING | 1148.2
65322481 | FIRING HEAD OILFLAM 30 2F TL HOUS.180 | 1099.4
65322483 | FIRING HEAD OILFLAM 20.1-30.1 TC HOUSING 1 | 1099.4
65322484 | FIRING HEAD OILFLAM 20.1-30.1 TL HOUSING 1 | 1041.8391
65322485 | FIRING HEAD OILFLAM 170 2F TC HOUSING D280 | 1245.9
65322486 | FIRING HEAD OILFLAM/IDROF.200 2F TC HOUSING | 1195.4023
65322487 | FIRING HEAD OILFLAM 170.1-200.1 2F TC F | 1700.1
65322488 | FIRING HEAD OILFLAM 170.1-200.1 2F TL F | 1697.7
65322489 | FIRING HEAD OILFLAM/IDROF.170 200 2F TL | 1697.7
65322490 | FIRING HEAD OILFLAM/IDROF.300 2F TC HOUSING | 1258.9
65322491 | FIRING HEAD OILFLAM 500.1-600.1 TC HOUSING | 2076.3
65322492 | FIRING HEAD OILFLAM/IDROF.400 3F TL HOUSING | 1270.7
65322493 | FIRING HEAD OILFLAM 500.1 TL HOUSING D380 | 2131.8
65322494 | FIRING HEAD OILFLAM 400.1 TL HOUSING D320 | 2149.5
65322495 | FIRING HEAD OILFLAM 50.1-80.1-120.1 TC | 1172.3
65322496 | FIRING HEAD OILFLAM 50.1-80.1-120.1 TL | 1484.1
65322497 | FIRING HEAD OILFLAM D 50.1/120.1 TL S/D | 1484.1
65322498 | FIRING HEAD OILFLAM 1000-1200.1 PR TC | 5843.1
65322499 | FIRING HEAD OILFLAM 700.1 PR TC InDa | 5298
65322500 | FIRING HEAD DUAL 2 TC HOUSING D 125 | 412.7103
65322502 | FIRING HEAD MULTICALOR 70/100 TC | 890.6
65322503 | FIRING HEAD MULTICALOR 70/100 TL HOUS.d | 715.9
65322504 | FIRING HEAD MULTICALOR 140 TL HOUSING D 260 | 1089.1
65322505 | FIRING HEAD MULTICALOR 170.1-200.1 TC C | 1634.4828
65322506 | FIRING HEAD MULTICALOR 400 3F TC HOUSING D320 | 1958.4
65322507 | FIRING HEAD MULTICALOR 400.1 PR/AB TC | 2135.3
65322509 | FIRING HEAD AZUR 60 TC POLICO MB.-SER.5 | 316.5517
65322510 | FIRING HEAD AZUR 40 TC POLICO MB.-SER.4 | 313.9724
65322511 | FIRING HEAD BLU 120 TC POLICO OMB.OMOLOG | 329.3
65322512 | FIRING HEAD AZUR 60 TL POLICO MB. OMOLO | 329.3
65322513 | FIRING HEAD BLU 120 TL POLICO MB. OMOLO | 329.3
65322514 | FIRING HEAD BLU 250 TL POLICO MB. OMOLO | 571.8
65322515 | FIRING HEAD BLU 170 TL POLICO MB. OMOLO | 642.5
65322516 | FIRING HEAD AZUR 0/30 TC POLES COMB. OMO | 329.3
65322517 | FIRING HEAD AZUR 0/30 TL POLES COMB. OMO | 329.3
65322518 | FIRING HEAD BLU 170 TC Vers. 98 CE GN G | 460.1
65322519 | FIRING HEAD BLU 250 TC Vers. 98 CE GN G | 445.5172
65322520 | FIRING HEAD BLU 170 TL Vers. 98 CE GN G | 371.392
65322521 | FIRING HEAD BLU 250 TL Vers. 98 CE GN G | 379.2
65322522 | FIRING HEAD BLU 250 TC Vers. 98 CE LPG | 440.769
65322524 | FIRING HEAD BLU 250 TL Vers. 98 CE LPG | 372.8736
65322525 | FIRING HEAD BLU 250 TL ECOMAX Vers. 98 | 349.4253
65322526 | FIRING HEAD BLU170 TL ECOMAX Vers.98LPG | 372.8736
65322528 | FIRING HEAD MULTIFLAM 300.1 TL PR/PR // | 7572.4
65322529 | KIT HEAD HEAVY OIL MULTIFLAM 600.1 TC | 3420
65322530 | FIRING HEAD AGA TWIN COOKER mod. 460-48 | 293.3
65322531 | FIRING HEAD AGA TWIN BOILER mod. 480-49 | 293.3
65322532 | FIRING HEAD AGA TWIN COOKER 72mm 880-81 | 293.3
65322533 | FIRING HEAD/BURNER SER.1-2 1F OIL | 213.9
65322534 | FIRING HEAD MINOR SERENA TOP HOUSING D 100 | 213.9
65322535 | FIRING HEAD/BURNER SER.3 1F OIL | 193.1
65322536 | FIRING HEAD/BURNER SER.4 1F OIL+ M | 213.9
65322537 | FIRING HEAD/BURNER SER.3-4 2F OIL V | 280.2299
65322538 | FIRING HEAD/BURNER AZZURRA/INSTANT OIL | 193.1
65322539 | FIRING HEAD/BURNER SER.1-2 NAT.GAS 1F-2F | 286.8
65322540 | FIRING HEAD/BURNER SER.3 LPG 1F-2F | 287.7
65322541 | FIRING HEAD/BURNER AZZ.-INSTANT NATURAL GAS 1-2 | 292.7
65322543 | FIRING HEAD/BURNER SER. 2-3 NAT.GAS 1F-2 | 292.7
65322544 | FIRING HEAD XBURNER AZZ/INST CE 1-2 F MET | 292.7
65322545 | FIRING HEAD AZUR SERENA 2/3 1-2 F MET-G | 352
65322547 | FIRING HEAD AZUR SERENA TERMOROBOT | 332.0862
65322548 | FIRING HEAD BLU 500.1 TL LPG (BAA02 | 483.8
65322549 | FIRING HEAD BLU 700.1 TL LPG (BAA02 | 483.8
65322550 | FIRING HEAD BLU 1400.1 TL NATURAL GAS | 519.1
65322552 | FIRING HEAD BLU 3000.1 TC NATURAL GAS F.D | 1383.9
65322553 | FIRING HEAD BLU 3000.1 TL NATURAL GAS F.D | 1484.1
65322554 | FIRING HEAD MAX 4 TC | 213.9
65322555 | FIRING HEAD MAX 4 TL | 213.9
65322556 | FIRING HEAD MAX 8 TC | 213.9
65322557 | FIRING HEAD MAX 8 TL | 213.9
65322558 | FIRING HEAD MAX 12 TC | 213.9
65322559 | FIRING HEAD MAX 12 TL | 208.4
65322560 | FIRING HEAD MAX 4 R TL SUNAMBIANCE 22c- | 250.5
65322561 | FIRING HEAD STELLA 4000 PACK/UNIT | 213.9
65322562 | FIRING HEAD MAX 4 EUROSTAR PREMIER 50/90 | 165
65322563 | FIRING HEAD MAX 4 TRIANCO 100/125 - 110 | 213.9
65322564 | KIT FLAME TUBE TYPE 2 MAX 1 GAH (BFB0 | 188.3
65322565 | FIRING HEAD MAX 15 TC BM2 WITH FLAME TUBE | 244.4
65322566 | FIRING HEAD MAX 15/MAX 15 AB TC | 244.4
65322567 | FIRING HEAD MAX 20 TC | 244.4
65322568 | FIRING HEAD MAX 20 TL | 259.6
65322569 | FIRING HEAD MAX 25 AB TC | 213.9
65322570 | FIRING HEAD MAX 25 AB TL | 248.2
65322572 | FIRING HEAD MAX GAS 40-120 LOW NOX | 263.7
65322573 | FIRING HEAD MAX GAS 170-250 LOW NOX | 187.7
65322574 | FIRING HEAD MINOR 1 40/60 INS.BRASS | 210.7
65322575 | FIRING HEAD MINOR 1 SS2/SS 90 INS.OTTON | 213.9
65322576 | FIRING HEAD MINOR 4 100/140 | 213.9
65322577 | FIRING HEAD MINOR 1 BOILER 2 STAGE STAN | 213.9
65322578 | FIRING HEAD MINOR 60/80/95-BH INS.OTTON | 205.1724
65322579 | FIRING HEAD MINOR 1 AGA HEATER INS.OTTON | 288.9
65322580 | FIRING HEAD MINOR 1.1 300 50/80 INS.OTT | 213.9
65322581 | FIRING HEAD MINOR 1 BOILER STANLEY INS. | 213.9
65322583 | GROUP BUTTERFLY VALVE AB HOUSING D260 2 | 185.7
65322584 | GROUP BUTTERFLY VALVE AB HOUSING D260 1 | 30.1
65322585 | GROUP VETRINO AGA TWIN HEAD | 6.0626
65322586 | PACKAGING BAG NYLON cm 10X15 sp.0,6 mm | 3.5
65322587 | PACKAGING BAG NYLON cm 20X30 sp.0,1 mm | 3.6
65322588 | PACKAGING BAG HD Sp.12 MY 600X700mm C/R MAX | 3.5
65322589 | PACKAGING REF. 48 282X270X304 solo simbologia | 7.9
65322590 | PACKAGING REF.47 ACCESSOIRE MINOR 275X140X65 | 4
65322591 | PACKAGING REF. 4 830X605X470 | 24.4
65322592 | PACKAGING REF. 8 725X565X385 NEUTRE | 16.1
65322593 | PACKAGING REF. 23 350X250X200 ACCESSOIRE | 7.1
65322594 | PACKAGING REF. 30 395X345X342 solo simbologia | 7.8
65322595 | PACKAGING REF.126 400X450X340 SOLO SIMBOLOGIA | 10.3
65322596 | PACKAGING REF.161 350X455Xh350 SOLO SIMBOLOGIA | 7.2
65322597 | PACKAGING REF. 68 455X405X395 BLU 120N-AZUR 80 | 11.3
65322599 | PACKAGING REF. 56 345X320X330 BROWN solo sim | 7.8
65322600 | PACKAGING REF. 51 700X500X560 BLU 170-250 PAB | 34.1
65322601 | PACKAGING REF. 51/1 620X550X485 BLU 170-250 PA | 16
65322602 | PACKAGING REF. 51/3 550X515X485 Neutro | 19.5
65322603 | PACKAGING INTERNAL REF.120 1145X540/PACK. | 6.4
65322604 | PACKAGING INTERNAL REF.121 858X520/PACK. REF. 5 | 5.9
65322605 | PACKAGING REF.60 505X505X415MAIOR P25-35 | 11.9
65322607 | PACKAGING INTERNAL REF.122 1529X740/PACKAGING REF. | 6.6
65322608 | PACKAGING INTERNAL REF.123 1049X740/PACKAGING REF. | 5.4023
65322609 | PACKAGING REF. 71 1045X755X565 HOUS.d 260 TL So | 61.1
65322610 | PACKAGING MULTIPLO GRAN.(Art.002M - AA1350 119 | 97.5
65322611 | PACKAGING REF. 77 805X605X605 BLU 350P-PAB ECO | 26.4
65322612 | PACKAGING LAS REF. 76 260X150 | 3.7
65322613 | PACKAGING INTERNAL REF.124 590X1329/PACKAGING REF. | 6.6
65322614 | PACKAGING REF.108 1135X765X715 BLU 700-1000 EC | 60.0241
65322615 | PACKAGING LAS CARTON mm.480X580 | 3.9069
65322617 | SWIRLER D36X1200 SPIRAL | 41.5849
65322624 | FLANGE MB403 RP1/2" W.PRES.PLUG | 32.5
65322625 | FLANGE ELBOW 90° RP1/2" | 17.1
65322626 | MOTOR PLATE SIMEL 50/75W | 25.8093
65322627 | MOTOR PLATE AEG N3 | 14.7
65322628 | FLANGE MB405/407 RP3/4" W.PRES.PLUG | 55.2
65322629 | FLANGE MB405/407 RP3/4" | 28.9
65322630 | FLANGE RP1" W.TEST POINT ART.171720 | 70.6
65322631 | FLANGE RP1" WO.TEST POINT ART.134930 | 39.1
65322632 | FLANGE MB412 RP1"1/4 W.PRES.PLUG | 44
65322633 | FLANGE MB412 RP1"1/4 | 32.7
65322634 | FLANGE AGF10.50 | 113.4
65322635 | FLANGE D.145mm/MOTOR SIMEL M. XD 42/ | 27.4
65322636 | MOTOR PLATE SIMEL 1100W | 70.5
65322637 | FLANGE MB415/420 RP1"1/2 W.PRES.PLUG | 49.5
65322638 | FLANGE MB420 RP1"1/2 | 43
65322640 | FLANGE MB420 RP2" | 43.2
65322641 | KIT FLANGE IMPULSION/MB-VEF 407 DUNGS a | 227.3
65322642 | KIT FLANGE IMPULSION/MB-VEF 412 DUNGS a | 213.9
65322643 | KIT FLANGE IMPULSION/MB-VEF 415 DUNGS a | 293.3
65322644 | KIT FLANGE IMPULSION/MB-VEF 420 DUNGS a | 260.4
65322696 | KEYS HEX.DE 3MM A L 23X127 BRUG. | 4
65322697 | KEYS HEX. D4 A L 27X73 BRUG. | 3.5
65322698 | KEYS HEX. OF 5 mm. A L ..X.. BRUGOLA | 3.6
65322699 | HOLDER PRESSURE SWITCH IN PVC | 5.4
65322773 | MOTOR 0,25KW230V D12,7 CD41/2197-32 | 196.8
65322774 | MOTOR 0,37KW220V D12,7 M41/3007-54 G | 586.3
65322775 | MOTOR 0,37KW220V M41/3007-54 GMP | 586.3
65322778 | MOTOR 0,25KW240V D12,7 1/2197 VENT F0 | 231.7
65322779 | MOTOR 0,25KW220V D12,7 CD1/2197 | 247.6
65322780 | MOTOR 0,25KW220V D12,7 CD41/2197-3 | 211.3
65322781 | MOTOR 0,25KW110V D12,7 CD41/2197-32 | 258.7356
65322782 | MOTOR 0,075KW220V D12,7 CD42/2069-32 | 191.7
65322783 | MOTOR 0,2KW220V D12,7 CD41/2040-32 | 176.1
65322784 | MOTOR 0,075KW240V D12,7 M44/2069-32 | 167.4
65322785 | MOTOR 0,075KW110V D12,7 M44/2069-32 | 191.7
65322788 | MOTOR 0,2KW220V D12,7 M41/2040-32 T | 228.1
65322789 | MOTOR 0,2KW220V D12,7 CD 11/2040-54 | 208.5
65322792 | MOTOR 0,1KW240V D12,7 M43/2005-32XD | 165.6
65322795 | MOTOR 0,05KW220V D12,7M41/2068-32 | 176.1
65322796 | MOTOR 0,1KW220V D12,7 M41/2005-32 T | 155.6839
65322798 | MOTOR 0,37KW220V D12,7 CD 3007 N2 | 387.6
65322800 | MOTOR 1,5KW220/380V D24 60H T1/6-54 | 597.4
65322801 | MOTOR 1,5KW230/400V D24 IE2 | 597.4
65322802 | MOTOR 1,1KW230/400V D19 T1/155-54 | 553.5
65322804 | MOTOR 0,55KW230/400V D12,7 415/50 T | 352
65322805 | MOTOR 1,1KW220/380V D19 60H T6/3038 | 571.9
65322807 | MOTOR 0,37KW220V D12,7 31/3007 VENT | 354.3
65322808 | MOTOR 0,74KW380/415V D19 T31/3030-54 | 345.8
65322809 | MOTOR 0,74KW220/380V D19 60H/3030-54 | 455.8
65322810 | MOTOR 0,37KW230V D12,7 M31/3007-54 | 338.7
65322812 | MOTOR 0,37KW230V D12,7 M38/3007- | 286.7
65322813 | MOTOR 0,37KW110V D12,7 M38/3007-32 | 444.4
65322815 | MOTOR 0,37KW220V D12,7 M31/3007-32 | 387.6
65322817 | MOTOR 0,05KW240V D12,7 M44/2066-32 F0 | 176.1
65322820 | MOTOR 4KW230/400V D28B5 | 882.5
65322823 | MOTOR 0,075KW220V D12,7 60H/2069 VENTN3 | 196.8
65322824 | MOTOR 0,075KW220V D12,7 M41/2069-32 T | 153.1977
65322825 | MOTOR 0,13KW230V D12,7 M41/2042-32 | 167.9
65322827 | MOTOR 0,15KW220V D12,7 2042 VENTN3 | 202
65322828 | MOTOR 0,15KW220V D12,7 M41/2042 VENTN3 | 202
65322829 | MOTOR 0,15KW220V D12,7 CD42/2042-32 F0 | 202
65322830 | MOTOR 0,15KW220V D12,7 CS M41/2042-32 | 202
65322831 | MOTOR 3KW230/400V D28 IE3 | 685.3
65322832 | MOTOR 0,74KW380/415V D19 T41/3030 | 625.4
65322834 | MOTOR 0,74KW380/415V D19 T6/3030 | 355.6
65322835 | MOTOR 0,74KW230/400V D19 T31/3030 | 419.1
65322836 | MOTOR 0,55KW230/400V D12,7 T41/3011 | 589.7
65322838 | MOTOR 0,37KW380/415V D12,7 T31/3012-54 | 416.8
65322839 | MOTOR 0,25KW240/415V D12,7 T31/23-32 | 275.0575
65322840 | MOTOR 0,74KW220/380V D19 60H T6/3030 | 390.9
65322845 | MOTOR 0,55KW220V D12,7 M31/3017 | 429.0483
65322846 | MOTOR 0,55KW230V D12,7 M31/3017 | 375.1724
65322847 | MOTOR 0,55KW230/400V D19 415/50 T | 279.9
65322848 | MOTOR 0,55KW230/400V D12,7 T42/3011-54 | 371.6
65322849 | MOTOR 0,55KW230/400V D19 T31/3011-54 | 403.1
65322851 | MOTOR 0,55KW230/400V D12,7 T31/3011-54 | 352
65322853 | MOTOR 0,55KW230/400V D12,7 T13/3011 | 310.1
65322860 | MOTOR 0,3KW230V D12,7 M31A/105 | 241
65322861 | MOTOR 0,3KW110V D12,7 M31/105 | 322.4138
65322862 | MOTOR 0,3KW110V D12,7 M31/105 | 318.708
65322863 | MOTOR 0,3KW220V D12,7 M31/105 | 286.7
65322865 | MOTOR 0,075KW230V D12,7 F125 Gas | 167.4
65322867 | MOTOR 0,075KW230V D12,7 F120 Oil | 162.6
65322868 | MOTOR 0,075KW230V D12,7 F120/R Oil | 162.6
65322870 | MOTOR 0,09KW230V D12,7 SEALED F0 | 158.9
65322872 | MOTOR 0,13KW230V D12,7 N3 | 167.9
65322873 | MOTOR 0,13KW230V D12,7 F0 | 167.9
65322874 | MOTOR 0,1KW230V D12,7 F0 | 153.9
65322875 | MOTOR 0,2KW230V D12,7 B3/2 | 176.1
65322876 | MOTOR 0,2KW230V D12,7 F0 | 190.3
65322878 | MOTOR 0,25KW230V D12,7 B3/2 | 192.9
65322879 | MOTOR 0,25KW230V D12,7 F0 | 189.1
65322880 | MOTOR 0,3KW230V D12,7 B3/2 | 241
65322881 | MOTOR 0,07KW240V D12,7 ZD 45A/2067 F0 | 167.4
65322882 | MOTOR 0,05KW240V D12,7 M44/2068 2RS | 202
65322883 | MOTOR 0,07KW240V D12,7 M42/2070-32XD F | 167.4
65322884 | ACTUATOR LK 230 2S M | 1023.3701
65322885 | ACTUATOR LKS 210 P4 | 1044.5977
65322886 | ACTUATOR SQN 31 4,5S | 466.2
65322887 | ACTUATOR SQN 30.111 A2700 | 469.4
65322888 | ACTUATOR SQN 30.111 A1 4,5S | 490.2563
65322891 | ACTUATOR SQN 31.401 A2 30S | 519.1
65322892 | ACTUATOR SQN 30.401 A2 30S | 505.5
65322893 | ACTUATOR SQN 30.402 A1 30S | 607.2
65322894 | COVER MAGGIORATO AGA-32 FOR SQN30-SQ | 94.3
65322895 | ACTUATOR SQN 31.251 A2700 12S | 364.9
65322896 | ACTUATOR SQN 30.251 A2700 12S | 341.9
65322897 | ACTUATOR SQN 30.151 A2 4,5S | 341.9
65322898 | ACTUATOR SQN 70.224 A20 4S | 312.8
65322900 | ACTUATOR SQN 70.424 A20 12S | 312.8
65322901 | ACTUATOR SQM 50.381 A2 15S | 1218.8
65322902 | ACTUATOR SQM 50.481 A2 | 1029.2
65322903 | ACTUATOR SQN 30.121 A2700 | 505.5
65322908 | ACTUATOR UGV MT.4001 B1042 | 387.3747
65322911 | ACTUATOR LKS 118.03 5S 90° | 213.9
65322913 | ACTUATOR SQM 45.295 A9 3NM | 1011.9
65322914 | ACTUATOR SQM 48.497 A9 20NM | 2623.7
65322915 | CABLE ACTUATOR SQM 45-SQM48 | 51.7
65322916 | ACTUATOR GLB 336.2E 250N | 476.4
65322918 | COUPLING PUMP/MOTOR MAIOR P35-45 | 13.7
65322920 | COUPLING D18/14,7/11X22 PUMP/MOTOR | 4.4
65322921 | COUPLING D13/7,5 SIMEL MOTOR | 7.5
65322922 | COUPLING D13/10,2 SIMEL MOTOR | 3.1966
65322941 | TUBE PUMP /NOZZLE ROD D 6 X 1 ZINGUE | 92.5
65322942 | TUBE PUMP /NOZZLE ROD D 4 X 1 ZINGUE | 158.2
65322943 | SLEEVE SGI D.6 | 5.4
65322944 | SLEEVE SGI D.5 | 5.2
65322945 | SLEEVE SGI D.7 | 5.8
65322946 | SLEEVE SGI D.8 | 6.3
65322947 | SLEEVE SGI D.10 | 10.7
65322948 | SLEEVE SGI D.12 | 10.7
65322950 | OIL PUMP AJ6 CC 10004P | 232.2
65322951 | OIL PUMP J7 CCC 1001 4P | 427.2
65322952 | OIL PUMP E7 NC 1069P HT | 580.1
65322953 | OIL PUMP AN 77 A 72552P | 189.1
65322954 | OIL PUMP E4 NC 10695 HT | 401.7
65322956 | OIL PUMP D 67 A 72763P+Flange | 221.4
65322958 | OIL PUMP D 67 C 72843P+Flange | 221.4
65322959 | OIL PUMP D 57 A 73543P | 208
65322960 | OIL PUMP AS 67 B 74493P0500 | 189.5
65322961 | OIL PUMP AS 67 74633P0500 | 189.5
65322963 | WATER PUMP T.ARK 9.09 DX | 2640.2
65322965 | OIL PUMP RSA 125 L 3400 | 633.6
65322967 | OIL PUMP BFP 11 R3 071N0143 Monotube | 143
65322968 | OIL PUMP BFP 11 R3 071N0145 | 130.3
65322969 | OIL PUMP BFP 11 L3 071N0213 Monotube | 130.3
65322970 | OIL PUMP BFP 21 R3 071N0231 | 130.3
65322972 | OIL PUMP BFP 21 L3 L1 071N0193 | 130.3
65322973 | OIL PUMP BFP 10 R3R1 071N0288 Monotube | 252.069
65322974 | LIMITER OF RANGE FOR AGA TWIN BURNE | 17.8
65322987 | OIL PUMP VMK1R L2 1/4"L F84 | 232.8747
65322989 | OIL PUMP DELTA TYPE VU1 ART.3700100 | 233.1
65322990 | OIL PUMP VM1R L2 1/4"2P L F84 | 122.5345
65322991 | OIL PUMP TA 2C 40105 | 1731.8
65322992 | OIL PUMP TA 3C 40107 | 1731.8
65322993 | OIL PUMP TA 5C 30107 | 1963.1
65322994 | OIL PUMP TA 4C 4010 7 | 1841.6
65322995 | SOLEN. VALVE SUN TV40011 | 706.1
65322996 | OIL PUMP T 2C 105 | 1873.4
65322997 | OIL PUMP T 3C 107 | 1899.4
65322998 | OIL PUMP T 5C 105 | 2528.2
65323001 | PUMP MEASURER A125N-17/B41 W/BASE DX | 2640.2
65323008 | HEATER FPHB 5 DANFOSS 030N1218 30-60^C | 161.3
65323009 | HEATER FPHB 3 DANFOSS 030N2504 | 98.9
65323011 | COVER WITH SCREW COD. 0.904.331/PRESS. | 3.7113
65323012 | AIR PRESS.SWITCH SIT 380.071 | 40.7
65323013 | AIR PRESS.SWITCH SIT 380.037 | 40.7
65323014 | AIR PRESS.SWITCH GW 3 A5 0,4-3MB | 71.7
65323018 | GAS PRESS.SWITCH GW 150 A4 30-150MB | 74.6
65323019 | GAS PRESS.SWITCH GW 50 A5 5-50MB | 89.3
65323020 | GAS PRESS.SWITCH GW 50 A6 5-50MB | 96.6
65323022 | GAS PRESS.SWITCH GW 150 A6 10-150MB | 74.6
65323023 | GAS PRESS.SWITCH GW 150 A5 10-150MB | 89.3
65323024 | GAS PRESS.SWITCH GW 3 A6 0,7-3MB | 139.1
65323026 | AIR PRESS.SWITCH LGW 3 A1 0,4-3MB | 56.5
65323027 | AIR PRESS.SWITCH LGW 10 A3 1-10MB | 108.7
65323028 | AIR PRESS.SWITCH LGW 50 A1 2,5-50MB | 57.8161
65323030 | AIR PRESS.SWITCH LGW 50 A2 2,5-50MB | 113.3
65323032 | AIR PRESS.SWITCH LGW 150 A4 30-150MB | 141.3
65323033 | AIR PRESS.SWITCH LGW 10 A4 1-10MB | 98.8
65323034 | GAS PRESS.SWITCH UB 50 A4 2,5-50MB | 154.1
65323035 | GAS PRESS.SWITCH UB 150 A4 30-150MB | 178.5
65323037 | AIR PRESS.SWITCH LGW 3 A2 0,4-3MB | 108.7
65323042 | AIR PRESS.SWITCH DG 6 U 0,5-6MB | 93.8
65323043 | AIR PRESS.SWITCH DL 5 E-1 0,4-5MB | 56.5
65323047 | AIR PRESS.SWITCH LGW 10 A2P 1-10MB | 80.7
65323048 | GAS PRESS.SWITCH C6097 A2200 5-40MB | 211.9
65323052 | PRESSURE TAKE OFF G1/4 | 23.7
65323053 | PRESSURE TAKE OFF G1/8 | 11.9
65323054 | FLOAT C R F OF ABORETTI AQUAMATIC | 24.9425
65323055 | LEVEL SENSOR Art.241602 TYPE .165 | 114.6
65323057 | SELECTOR BIPOLAR I-II 8226272086 | 4.7126
65323060 | SIGN. PLATE/INTERR. BRETER 2-0-1 (p22922 | 4.1
65323061 | UNIPOLAR SWITCH I-II 811607208 6 | 4.2
65323063 | FUEL SELECTOR SWITCH 0-1-2-3a.C01600 | 105.6
65323064 | SWITCH BIPOLAR GREEN (1-0)COD.40100I1509 | 8.1
65323065 | SELECTOR UNIPOLAR COD.360000001 | 12.7
65323066 | SWITCH BLACK REF.03600I014 Com | 4.2
65323067 | ROTARY SWITCH 4 POSITION COD.8400 | 30
65323071 | RESISTOR 8X60 W100 230V INOX | 27.8218
65323072 | RESISTOR D 12X58 W50 CABLE L1800 | 70
65323073 | RESISTOR A SPIRALE 450W 230V RLXS002045-30 | 537.7011
65323077 | MICROAMPEREMETER NIMEX 0-50 microA art. | 67.3644
65323078 | RESISTOR 3X600 (A=3X250-B=3X350 )1800 W. 2 | 552.1
65323079 | RESISTOR 3X1000(A=3X450-B=3X550 )3000 W. 2 | 616.6
65323080 | RESISTOR 3X1000(A=3X450-B=3X550 )3000 W. 2 | 616.6
65323081 | RESISTOR 3X1550(A=3X750-B=3X800 )4650 W. 2 | 632.8
65323082 | RESISTOR 3X1550(A=3X750-B=3X800 )4650 W. 2 | 632.8
65323083 | RESISTOR 3X2350(A=3X1000-B=3X1350)7050 W. | 858.8
65323084 | RESISTOR 3X2350(A=3X1000-B=3X1350)7050 W. | 858.8
65323085 | RESISTOR 3X3000(A=3X1350-B=3X1650)9000W | 858.8
65323087 | RESISTOR 3X3500(A=3X1500-B=3X2000)10500 W. | 858.8
65323088 | RESISTOR 18 KW | 1886.5
65323089 | RESISTOR 21 KW | 2294.7
65323090 | RESISTOR 24 KW | 2301.7
65323091 | RESISTOR 30 KW | 3363.4
65323092 | RESISTOR 44 KW | 3494.3
65323093 | THERMOMETER IMIT 0-200 cap.L2000+ CLAMP | 29.3
65323097 | THERMIC RELAY LOVATO 11RF9 0.9-1,5A | 82.3
65323103 | THERMIC RELAY LOVATO RF9 9-15A | 82.3
65323104 | THERMIC RELAY LOVATO RF383200 24-32A | 153.3
65323105 | THERMIC RELAY LOVATO RF381400 9-14A | 82.3
65323106 | THERMIC RELAY LOVATO RF382300 17-23A | 104.4
65323107 | THERMIC RELAY LOVATO RF2575 4,5-7,5A | 82.3
65323108 | THERMIC RELAY LOVATO RF381000 6,3-10A | 82.3
65323109 | THERMIC RELAY LOVATO RF380400 2,5-4A | 82.3
65323110 | THERMIC RELAY SIEMENS 1/1.6A art.3UA7021 | 77.1
65323111 | THERMIC RELAY AEG 1,1-1,6A E-Nr-910-343- | 70.7
65323112 | THERMIC RELAY AEG 1.35-2A-010E-Nr-910-343-10 | 70.5
65323113 | THERMIC RELAY AEG 5,5-8,5A B18K-085 | 316.9
65323114 | THERMIC RELAY AEG 4-6.3A E-Nr-910-343-11 | 67.5862
65323115 | THERMIC RELAY AEG 1,7-2,4A E-Nr-910-343- | 70.6
65323116 | THERMIC RELAY AEG 3-4,7A E-Nr-910-343-11 | 82.3
65323117 | THERMIC RELAY AEG 4-6,3A B18K E-NR 910-3 | 316.9
65323118 | THERMIC RELAY AEG 7,5-10.5A E-Nr910-343- | 67.5862
65323119 | THERMIC RELAY AEG 8-12A B18K 910-343-21 | 316.9
65323120 | THERMIC RELAY AEG 14,5-18A B18K-180 | 213.5
65323121 | THERMIC RELAY AEG B18K 30-40A E-Nr-910-3 | 395.5
65323122 | THERMIC RELAY AEG 2,2-3,2A E-Nr-910-343- | 67.5862
65323123 | AUXILIARY SWITCH AEG HS7K10 1NA 910-30 | 9.4253
65323124 | AUXILIARY SWITCH NO AEG HB05 910-343-1 | 10.1149
65323125 | AUXILIARY SWITCH LOVATO 11.BGX10.02 ( | 21.382
65323130 | CONTACTOR BF2510A230 | 147.9
65323132 | MINICONTACTOR AEG LS05.10 E-Nr 910-303- | 41.6
65323133 | CONTACTOR AEG LS4K.10 E-Nr 910-304-100- | 316.9
65323134 | CONTACTOR AEG LS22K.00 E-Nr 910-304-326 | 305.9
65323135 | CONTACTOR AEG LS11K.00 E-Nr 910-304-252 | 254
65323136 | CONTACTOR AEG LS15K.00 E-Nr 910-304-282 | 395.5
65323137 | CONTACTOR AEG LS18K.00 E-Nr 910-304-300 | 214.7126
65323139 | RELAY FIN 5532 8-230V 2 SWITCH | 36.6
65323140 | RELAY FIN 5534 8-230V 4 SWITCH | 41.8
65323141 | RELAY FIN 5534 8-110V 4 SWITCH (11 | 60.3
65323142 | RELAY FIN MINI 40.52 8A-230V 2 SWITCH | 35.7
65323143 | RELAY FIN 60.63.8.230V ATT.FASTON | 53.7
65323144 | RELAY FIN 62.82.8.230V ATT.FASTON | 53.7
65323145 | TIMER RELAY TC 82 (CDC) | 189.1
65323146 | TIMER RELAY FIN cod. 85.02.8.240 | 159.1
65323147 | THERMOSTAT IMIT TR2 40/200 SCREWDRIVER ADJUST | 50.9
65323148 | THERMOSTAT VERTICAL SM36TXE21.070/V | 43.1
65323149 | PLUG-IN BASE/RELAY TYPE 94.72 SMA (R.5532) | 19.6
65323150 | PLUG-IN BASE/RELAY TYPE 94.74 SMA (R.5534)( | 19.6
65323151 | PLUG-IN BASE FIN art.90.22SMA / TIMER | 15.5
65323152 | PLUG-IN BASE/MINI RELAY TYP FIN 95.75 | 19.6
65323155 | PRESSURE REDUCER SR 1/2 90° ART. 203 | 34.3333
65323158 | FILTER BODY SELFCLEANING U21008/01 | 208.5
65323159 | PRESSURE CONTROLLER BP KG.10 RG009. 01 | 70
65323160 | PRESSURE CONTROLLER BP KG.15 RG011. 00 (maX.p | 256.6
65323161 | PRESSURE CONTROLLER BP KG.30 RG012. 00 (RECA | 241.5172
65323162 | PRESSURE CONTROLLER TF KG.70 RG750. 12 35 MBAR | 1685.3
65323163 | PRESSURE CONTROLLER BP KG.50 RG200. 11 Pres.E | 1221.1
65323164 | PRESSURE CONTROLLER BP KG.100 RG300 .10 | 1637.5
65323165 | CONTROLLER B-P-PRO-2 A.070H0136 | 1795.6
65323166 | CONTROLLER B-G-PRO-2 070H0138 | 1795.6
65323167 | CONTROLLER B-GH-PRO-2 a.070H0115 | 2675.6
65323168 | OIL FILTER INTERNAL PUMP AL35-AS47 | 24.5977
65323169 | FILTRO ANTI.DEM 720 Y 20,01 UF 250V | 8.5
65323170 | FILTER ANTIPARASITIC 250V 2X1mH-0,1µF | 31.7
65323172 | CARTRIDGE/FILTER HEAVY OIL 1 MEDIUM D74X88 | 26.1
65323173 | DEGAZEUR FOR OIL 1/4" OVENTROP | 202.2115
65323174 | FILTER ELEMENT RP1" - 1"1/4 - 1"1/2 | 32
65323175 | FILTER ELEMENT RP2" ART.3218 | 39.6
65323176 | CARTRIDGE FOR FILTER OIL ART.60300/0 | 14.0885
65323177 | CARTRIDGE FOR FILTER OIL ART.60200/0 | 17.1667
65323180 | OIL HOSE TN 25X1500 1 G/BIS 1 A | 58.3
65323181 | OIL HOSE CARBO/TRECC 25X1500 1' | 153.9
65323182 | OIL HOSE TN 18X1500 3/4 G/BIS 3/4 A | 67.8
65323183 | UNION G3/4X1/2/OIL HOSE TN18X1200 | 7.2
65323184 | OIL HOSE TN 14X1200 3/8-A 3/8-A +RACC | 36.8
65323185 | OIL HOSE VT 14X1200 3/8-A 3/8-A (viton | 208.2
65323186 | UNION/OIL HOSE TN 14X1200 M 3/4 X3/8 F | 10
65323187 | OIL HOSE TN 10X1200 3/8 G/BIS 3/8 A | 21.1
65323188 | UNION G3/8-1/4/OIL HOSE TN10X1200 | 10.5
65323189 | OIL HOSE TN 6X700 3/8 G/BIS 1/4"K | 14.5684
65323191 | OIL HOSE TN 6X1200 3/8 A 1/4"K | 13.5
65323193 | OIL HOSE TN 6X450 RAC A 1/4"RAC GBIS 1 | 8.4057
65323194 | UNION G3/8-3/8/OIL HOSE TN6X1500 | 10.5
65323195 | OIL HOSE TN 6X1000 3/8 G/BIS 1/4"K | 11.8
65323196 | OIL HOSE NW 4X1000 A 1/4" GBIS 1/4" | 28.4
65323197 | OIL HOSE TN 6X1000 A 1/4"K 1/4 | 22.5
65323198 | OIL HOSE NW 4X700 K 1/4" GBIS 1/4" | 22.1
65323199 | OIL HOSE TN 6X600 K 1/4"RAC A 1/4 | 10.4
65323200 | HOSE 1/2 MF-FG (260-520) YELLOW | 40.7
65323201 | HOSE 1/2 MF-FG (500-1000) NON RIVE | 57.3
65323202 | OIL HOSE 3/4 MF-FG (200-410) NON RIVES | 57.5
65323203 | OIL HOSE 3/4 GAS MF-FG (900-2000) GIAL | 122.5
65323204 | HOSE 1/2 MF-FG (240-410 MOD.069150 | 68.1
65323205 | OIL HOSE Di.60 SUPERFLEX CALOR L 350 ( | 41.4
65323206 | OIL HOSE OIL art.6400-60202-80202-250 | 51.3
65323207 | OIL HOSE OIL FGD+FGD90^ 1/8 L 800 | 36.8195
65323208 | OIL HOSE OIL FGD+FGD90^ 1/8 L 450 | 37.6
65323209 | OIL HOSE OIL NW 4 CFc 1/4"Fc 3/8 12 | 15.1
65323212 | OIL HOSE OIL NW 4 CFc 1/4"Fc 3/8 L | 17.5
65323214 | OIL HOSE PARIGI NW 4 CFc 1/4" Fc 1/4" 10 | 29.7
65323215 | OIL HOSE OIL NW 4 MG 1/4" Fc 1/4"10 | 18.5
65323216 | OIL HOSE PARIGI NW 4 MG 1/4" Mc 3/8 70 | 22.5
65323217 | OIL HOSE PARIGI NW 4 CFc 1/4" CFc 1/4" 1 | 25
65323218 | OIL HOSE OIL NW 4 CFc 1/4"Fc 3/8 10 | 17.7
65323219 | OIL HOSE OIL NW 4 RO 14X1 4 Fc 3/8 | 42.7
65323220 | OIL HOSE PARIGI VT 8 MC-3/8 Cfc-1/4 10 | 101.4
65323222 | IGNITION TRANSFO. T8 2X13 220V L1300 50H | 217.6
65323224 | IGNITION TRANSFO. 1020 CM 120V L1140 50H | 118.6
65323225 | IGNITION TRANSFO. 1020 CM 120V L1140 60H | 122.2
65323229 | IGNITION TRANSFO.820PM 220-230-60CL-1140 | 97.8
65323230 | IGNITION TRANSFO.820PM240V L960 50H+PLUG | 107.6
65323231 | IGNITION TRANSFO. 820 PM 110V L960 60H | 97.8
65323232 | IGNITION TRANSFO. 820 PM 110V L960 50H | 97.8
65323234 | IGNITION TRANSFO. 1030 CM 220V L1140 60H | 124.7
65323235 | IGNITION TRANSFO. 1030 CM 230V L1140 50H | 117.4
65323237 | IGNITION TRANSFO. 1020 CM 220V L1140 60H | 98.9
65323238 | IGNITION TRANSFO.1020CM220V L1140 60H+PL | 107.6
65323239 | IGNITION TRANSFO. 818 CM 240V 50H | 97.8
65323240 | IGNITION TRANSFO. 1220 CM 230V L960 50H | 106.3
65323241 | IGNITION TRANSFO. T8 2X13 220V L1300 60H | 217.6
65323243 | IGNITION TRANSFO. TRE820 2X4 230V L380 | 73.1
65323245 | IGNITION TRANSFO.E820PM 115V L380 50/60H | 69.7
65323247 | IGNITION TRANSFO. E820 PM 240V 50H | 91.6
65323249 | IGNITION TRANSFO. E820 PM 220V L380 60H | 69.7
65323250 | IGNITION TRANSFO. E820 CM 220V L380 60H | 69.7
65323252 | IGNITION TRANSFO.E820/16CM 110V L380 50H | 72.3
65323253 | TRANSFORMER CED MONOF. SECURITY 50V A | 62.7471
65323254 | IGNITION TRANSFO. E820 CM 230V 50H | 75.5
65323256 | IGNITION TRANSFO. TC 2S724A 230V | 52.6839
65323257 | IGNITION TRANSFO.26/35 ITD 2X8 230V L410 | 80.8
65323258 | IGNITION TRANSFO.28/35 PML 1X7 230V L410 | 97.8
65323259 | IGNITION TRANSFO.EBI 2X7,5 230V 100%L410 | 111
65323561 | GAS VALVE E6G-SRP RP1/2" | 157
65323562 | CONNECTOR DIN 43650/A BLACK | 5.3
65323563 | CONNECTOR DIN 43650/A GREY | 5.4
65323565 | GAS VALVE VG65 ND33 DN65 | 1264.2954
65323566 | CONNECTOR SIT SCREW+GASKET 836 COD.0.960 | 44.023
65323567 | CABLE SOL.VALVE PAR - SIR L1000 | 22.9
65323568 | CONNECTOR MPM Art. E153N0679119 67 CABLAT | 18.1609
65323570 | CONNECTOR FOR SOLEN. VALVE.SIRAI L378B01G (BOB | 21.1
65323571 | CONNECTOR WITH RECTIFIER FOR COIL EL011 | 35.1
65323572 | GAS VALVE MV-DLE205 RP1/2" | 586.4
65323573 | VARISTOR VZ14 D471KSB D=14mm 300 V | 5.977
65323574 | CONNECTOR DUNGS BLACK art.932-644-200 | 15
65323575 | CABLE GAS VALVE GB-LE 055+PLUG | 83.9
65323578 | GAS VALVE MV-DLE215 RP1"1/2 | 680.2
65323590 | TIGHTNESS CONTROL VDK200A-SER.02 | 1196.3
65323592 | WIELAND PLUG 7P.(VPS) | 40.5
65323593 | ADAPTER VDK301/VPS504 S02 | 187.5862
65323595 | GAS VALVE EG12-SR/GMO | 172.1
65323596 | GAS VALVE EG12 L | 270.1
65323597 | GAS VALVE EG12 L-GHFD | 270.1
65323598 | GAS VALVE VAN20/NS31 RP3/4"+MICRO | 663.8
65323601 | GAS VALVE MBDLE405 B01 S50 RP1/2" | 545.9
65323602 | GAS VALVE MB-DLE405 B01S20 RP1/2" | 691.7
65323603 | GAS VALVE MBDLE407 B01 S5 0 RP3/4" | 622.4
65323604 | VALVULA GAS MBDLE410 S50 RP1" | 887.2
65323606 | GAS VALVE MB-ZRDLE410 B01S20 RP1" | 1158.9
65323607 | HYDRAULIC BREAK H12/3 MB-ZRDLE 410-412 | 165.5103
65323609 | GAS VALVE MB-DLE415 B01 S20 RP1"1/2 | 1282.4
65323610 | GAS VALVE MB-DLE420 B01 S20 RP2" | 1416.9
65323611 | GAS VALVE MB-ZRDLE412 B01 S20 RP1"1/4 | 1171.7
65323612 | GAS VALVE MB-ZRDLE415 B01 S20 RP1"1/2 | 2276.9
65323613 | GAS VALVE MB-ZRDLE420 B01S50 RP2" | 2276.9
65323616 | GAS VALVE MBC120 DLES20 RP3/4" | 565.2
65323617 | GAS VALVE MBC300 VEF RP1" | 994.1
65323618 | GAS VALVE MB-DLE403 B01 S20 RP3/8" | 398.5
65323620 | GAS VALVE LFC115ML RP1/2" | 1733.1
65323622 | OPERATOR 2 STAGES (3-30 BAR) | 61.1494
65323624 | SOLEN. VALVE PAR VE131 ING1/8" | 58.8
65323626 | SOLEN. VALVE PAR VE131 IV | 52.4
65323627 | SOLEN. VALVE PAR VE131 IVKT09 240V50H | 63
65323628 | SOLEN. VALVE PAR 120.8ARJB 18NA 220V | 156.5
65323629 | CORE/COIL PARKER GM120.8 JB19 | 232
65323630 | SOLEN. VALVE PAR VE131INKT09 230V | 58.8
65323631 | SOLEN. VALVE PAR PM133 IVG3/8" BSP D-13 | 183.4
65323632 | SOLEN. VALVE LUC 321H23-4270 G3/8" 8W | 1026.7
65323633 | SOLEN. VALVE LUC 321H25-4270 G1/2" 8W | 1026.7
65323635 | GAS VALVE VK4125 A1009 | 203.3
65323637 | GAS VALVE VK4115 V1048 3 | 203.3
65323638 | TUBE VENTURI HONEYWELL 45900444-002 | 53.7
65323639 | GASKET/VALVE-VENTURI 45900444-101 | 5.5
65323641 | GAS VALVE VK4115 VE1005 | 203.3
65323642 | GAS VALVE SIT832 TANDEM | 173.4
65323643 | GAS VALVE SIT828 NOVAMIX | 385.1
65323644 | GAS VALVE SIT830 TANDEM | 241.3
65323648 | FLANGE ELBOW 90° RP1/2" W.O-RING+SCREWS | 9.4
65323652 | GAS VALVE EG25 L3-GMO | 367.2
65323653 | GAS VALVE EG30 L2-GMO | 312.8
65323654 | GAS VALVE EG25 | 232.8747
65323656 | GAS VALVE EG30 SR2-GMO | 312.8
65323657 | TIGHTNESS CONTROL VPS504 S02 | 657.1
65323660 | GAS VALVE VGD20 503 RP2" | 566.3
65323661 | GAS VALVE VGD40 065 DN65 | 2141.2
65323664 | GAS ACTUATOR SKP 25.003 E2 W.O.END SWITCH | 755.7
65323666 | GAS ACTUATOR SKP 15.000 E2 W.O.END SWITCH | 487.6
65323668 | GAS VALVE DMV-DLE5080/11 DN80 | 3311.5
65323669 | GAS VALVE DMV-DLE5065/11 DN65 | 2032.7701
65323671 | GAS VALVE DMV-DLE5125/11 DN125 | 8139.3678
65323673 | SOLEN. VALVE LE DANFOSS (CUT-OFF) | 97.8
65323676 | GAS VALVE MB-VEF415 B01 RP1"1/2 SVF0,4 | 1671.6782
65323680 | FLANGE KTCOMS20 RP3/4" W.FILTER | 27.4
65323681 | FLANGE KTCOMP20 RP3/4" | 27.4
65323682 | FLANGE KTCOMS25 RP1" | 27.4
65323683 | FLANGE KTCOMP25 RP1" | 27.4
65323684 | FLANGE KTCOMS40 RP1"1/2 | 39.1
65323685 | FLANGE KTCOMB40 RP1"1/2 | 39.1
65323688 | BOX SUPPLY VALVE VQ RP1" 1/2 | 173.6
65323695 | FLANGE SV505/507 RP3/4" | 28.7356
65323696 | FLANGE SV505/507 RP1" | 30.1
65323697 | FLANGE SV510/512 RP1" | 36.2
65323698 | FLANGE SV510/512 RP1"1/4 | 79.2
65323699 | FLANGE SV515/520 RP2" | 40
65323701 | COIL DUN N° 1150 V2 MBZRDLE405-407 | 452.1
65323702 | COIL DUN N° 1200 MBDLE410-415 | 769.6
65323704 | COIL DUN N° 1201 V1 MBZRDLE410-412 | 794
65323706 | COIL KRS TYP5 VG50 | 629.1
65323708 | COIL BRA EG 230V | 136.8
65323709 | COIL BRA BE6 GFDBT 230V 50/60H | 110.2
65323711 | COIL DUN N° 150 MVB207-407 | 360.4
65323712 | COIL DUN N° 200 MVD407-410 | 555.7471
65323714 | COIL DUN N° 300 MVD215-515 | 756.2
65323715 | COIL DUN N° 400 MVD2065 | 1105.4
65323716 | COIL DUN N° 500 MVD2080 | 3385.7
65323717 | COIL DUN N° 25.1 MBZDRLE 1" | 923.5
65323718 | COIL DUN N° 35.1 MBZDRLE D1"1/2-2" | 1029.8
65323719 | COIL THE TK25 BE7D | 61.1
65323720 | COIL THE TK25 BE7D DFD | 66.1
65323721 | COIL DUN N° 1000 MBDLE403 | 421.5
65323722 | COIL KRS TYP1 VG15 | 281.954
65323724 | COIL KRS TYP3 VG40/32 | 364.3
65323725 | COIL KRS TYP4 VG40 | 502.569
65323726 | COIL DUN A243586 SVDLE507 | 455.7471
65323727 | COIL DUN A243587 SVDLE510-512 | 669.3816
65323728 | COIL DUN A243588 SVDLE520 | 1226.9
65323729 | COIL DUN FOR SVDLE510-512 120V 50/60H | 666.1
65323730 | COIL DUN FOR SVDLE520 120V 50/60H | 1226.9
65323731 | COIL DUN A225 DMV-D/DLE5065-5080 | 1987.3563
65323732 | RECTIFIER AC/DC 220/50 SYEN | 68.5
65323735 | ALIM. DUNGS / COIL 280-300-4 10 | 136.8
65323737 | SOLEN. VALVE BRA E7/L G1/8" F/F | 49.4
65323738 | SOLEN. VALVE SIR EVL209M9 G1/4" Z3334RD | 227.3
65323739 | SOLEN. VALVE SIR L159C05G1/4" Z134A | 236.4
65323740 | SOLEN. VALVE 3 VOIES 1/8" 230-50 240-60 | 105.4
65323741 | SOLEN. VALVE SIR L120V02 G1/8" ZA30A | 103.4
65323742 | COIL SIR ZA30A L120V02 230V | 75.8
65323743 | COIL SIR ZA30A L120V02 110V | 83.2
65323744 | CORE/SOLEN. VALVE P.SUNTEC AS47-67-AT2 | 92.7
65323746 | CORE+ COIL/SOLEN. VALVE PUMP SUNTEC AS | 110.8
65323747 | CORE/SOLEN. VALVE PUMP SUNTEC AL35 9526 | 117.4
65323749 | CORE+ COIL/SOLEN. VALVE PUMP DELTA F84 | 25.6908
65323750 | CORE/SOLEN. VALVE PUMP DANFOS S MS11 R3 | 78.4
65323751 | CORE/SOLEN. VALVE PUMP DANFOS S 11R3 BF | 126.6667
65323752 | SOLEN. VALVE M&M SD363CVG20 G1/4" 3WAY | 122
65323753 | SOLEN. VALVE M&M SD363CVG12 G1/4" 3WAY | 93.1
65323754 | SOLEN. VALVE DEL F84 G1/8" 9W 230V | 64.5
65323756 | CORE NBR/SOLEN. VALVE. M&M ART. 83053200B | 23.7
65323757 | BODY/SOLEN. VALVE M&M ART. 82400100N | 44.9
65323758 | VALVE ELEKT.VML2 3/4 DN20 THREADED 350mbar | 377.5
65323760 | VALVE ECOVALVE HAGO TYPE MC | 34.4
65323761 | SOLEN. VALVE GHE REF.50250194003 WATER | 30.1
65323762 | COIL BRA E7 220V 50H | 42.3
65323763 | COIL BRA E7 220V 60H | 28.4
65323765 | COIL DEL F84 11VA 230V 50/60H | 51.3
65323767 | COIL SUN PUMP AS47-AL35 220V | 56.2
65323768 | COIL SUN PUMP AS47 110V 50/60H | 90.6
65323770 | COIL SIR L159-C3 220V | 87.4
65323771 | COIL DAN MS113 -MS12V1 230V | 94.3
65323772 | COIL DAN MS11 -MS12V2 230V | 61.5
65323773 | COIL DAN 071N0010 230V | 85
65323774 | COIL DAN BFP52E V2 230V | 64.9
65323775 | MAGNET ART.144/180 VCC INT. ERM.100 | 162.9885
65323776 | COIL M&M 18VA 77AN 230V | 42.4
65323777 | COIL PAR ZB14 230V 50/60H | 36.3
65323778 | COIL PAR KT09 304641 240V 50H | 46.1
65323779 | COIL PAR KT09 304639 230V 50H | 18.8
65323780 | COIL PAR ZH14 | 156.5
65323781 | COIL PAR JB18 220/230V 50/60H | 232
65323782 | COIL PAR XT09 230V 50H | 28.9
65323783 | COIL HON VE4010 BB052301 | 409.3496
65323785 | COIL HON VE4020 A | 327.5
65323787 | COIL HON VE4040 A200 | 327.5
65323788 | COIL HON VE4040 A360 | 500.9
65323789 | COIL HON VE4050 A360 | 540.8
65323790 | COIL HON VE4015 B200 | 201.6
65323791 | COIL HON VE4040 B200 | 500.9
65323792 | COIL HON VE4015 C200 | 307.9
65323793 | COIL HON VE4025 C200 | 327.5
65323795 | COIL HON VQDA1 BB152341 | 527.7011
65323796 | COIL HON VQDA2 BB052305 | 558.3
65323797 | COIL HON VQDA2 BB152304 | 558.3
65323799 | COIL SIT TAMDEM 967129 220V | 79.9138
65323800 | COIL SIT 836 967135 220V | 35.5172
65323801 | COIL SIT 820 NOVA 967064 220V | 35.5172
65323802 | COIL SIT 822 967128 220/240V | 35.5172
65323804 | COIL ELEKTROGAS VMR-VML G1/2"-3/8" | 143.3
65323805 | COIL ELEKTROGAS VMR-VML G3/4"-1" | 183.3
65323807 | COIL ELEKTROGAS VML 1"1/4-1"1/2-2" | 259
65323808 | COIL ELEKTROGAS VMR 1"1/4-1"1/2-2" | 259
65323809 | COIL SBE FOR NOZZLE ROD REF.EL011 | 1687
65323810 | COIL LUC 483520S6 220/240V 50/60H | 129.5
65323811 | VALVE FIZNER (REVERSE-LOCK) FZ-VR7 1 | 97.8
65323813 | FAN WHEEL D200 X74 D19WELDED | 89.5
65323814 | FAN WHEEL D200 X84 D12,7ALU | 104.4
65323816 | FAN WHEEL D160 X50 D12,7ALU | 175.8621
65323817 | FAN WHEEL D160 X50 D12,7WELDED | 148.6
65323818 | FAN WHEEL D160 X60 D12,7 | 35.4
65323819 | FAN WHEEL D160 X52 D12,7 | 32.8
65323820 | FAN WHEEL D160 X62 D12,7 | 35.4
65323821 | FAN WHEEL D180 X40 D12,7ALU | 46.4
65323822 | FAN WHEEL D145 X50 D12,7 | 34.8069
65323823 | FAN WHEEL D145 X30 D12,7 | 28.3
65323824 | FAN WHEEL D120 X40 D12,7 | 17.931
65323826 | FAN WHEEL D120 X42 D12,7 | 22.5
65323827 | FAN WHEEL D120 X34 D12,7 | 22.5
65323828 | FAN WHEEL D97 X25 D12,7 | 40.9195
65323829 | FAN WHEEL D230 X70 D19WELDED | 143.3
65323830 | FAN WHEEL D180 X60 D12,7ALU | 37.8
65323831 | FAN WHEEL D180 X50 D12,7WELDED | 163.9
65323832 | FAN WHEEL D180 X40 D12,7WELDED | 117.4
65323835 | FAN WHEEL D133 X61 D12,7 | 71.4943
65323836 | FAN WHEEL D136 X50 D12,7 | 75.4149
65323838 | BLOWER MVL RG130/0800-3612-230V+POT | 437
65323839 | BLOWER MVL RG148/1200 3030LH 230 V | 241
65323840 | BLOWER MVL RG148/1200 3612 230 V | 583.7
65323842 | HEAD A ROTULE MOVIM.AIR FLAP E/O FA | 28.9
65323843 | BALL-GASKET GE15DO ART. 20-100150 | 35.3
65323844 | COUPLING 02S ART. 38-101208 MOUNTED | 149.2
65323845 | BALL BEARING 625 2Z De.16mm | 18.2
65323846 | BALL BEARING A SPHERE ART.60002Z D 10 D 2 | 17.4
65323847 | BALL BEARING WITH FLANGE | 62.4
65323848 | STOPPER THREAD COVER EXT. mm.19 1/2 | 2.9161
65323849 | CAP POLYETHYLENE G1/4 D16X11 ART. 9 | 3.6
65323850 | STOPPER THREAD COVER INT. mm.31 1 | 3.7
65323851 | STOPPER THREAD COVER INT. 3/4 POLIESTERE | 8.8
65323852 | STOPPER COVER DRILLING D22 POLYESTER WITH BLADE | 3.5
65323853 | STOPPER THREAD COVER INT. mm.46 1"1/2 | 3.8
65323854 | STOPPER THREAD COVER EXT. mm.17 3/8 | 3.5
65323855 | STOPPER THREAD COVER INT. mm.39,5 1"1/4 (0 | 3.5
65323856 | STOPPER THREAD COVER EXT. mm.42 1"1/4 | 3.6
65323857 | STOPPER THREAD COVER INT. mm.55 | 3.6
65323858 | STOPPER D.14 coD.02113N | 3.5
65323859 | STOPPER PLASTI+CROSSPIECE . | 3.9
65323860 | STOPPER PVC FOR AIR PLUG | 3.8
65323861 | STOPPER IN ABS BLACK D.18X1 coD.45109N | 3.6
65323862 | UNION CL ART.1020 1/8-1/8 90°SEAT og | 23.7344
65323863 | WASHER COPPER D 21,8X17X1,5 | 3.8
65323864 | WASHER COPPER D 27X21,5X2 | 7.4
65323865 | WASHER COPPER D 19X13.5X2 | 3.9
65323867 | WASHER COPPER D 30X24X2 | 7.4
65323868 | WASHER COPPER D 19X13.5X1 | 3.8
65323869 | SPHERE CALIBRED D.3.17 PRES. SWITCH DIFF.HO | 3.7
65323870 | O-RING D62/HYDRAULIC JACK H.OIL VITON | 10.7
65323871 | O-RING D62/HYDRAULIC JACK L.OIL NBR | 5.3
65323872 | WASHER COPPER D 14X10X1.5 | 3.8
65323873 | O-RING D2,62 L600 NBR | 7.2
65323874 | O-RING D2,62 L1000 NBR | 7.2
65323875 | GASKET/FLAME TUBE 120X120X9 D90 | 22.1
65323876 | GASKET D2,5 L640 EPDM | 22.7936
65323877 | WASHER METAL PLATE D11,5X6,3 SP.1 ZI | 3.5
65323878 | GASKET/GASTRAIN D127/76X2 DN65 | 8.4
65323879 | GASKET NA1030 D43/33X2 | 2.7214
65323880 | GASKET/COVER-PUMP SUN A 991523 | 20
65323881 | GASKET/COVER-PUMP SUN A 991524 | 20
65323884 | KIT LEAK PART/PUMP E4NC -E6NC-E7N | 320.1149
65323885 | GASKET/PUMP DELTA NEW TYPE | 6.5
65323886 | GASKET/COVER-PUMP SUN | 5.3
65323887 | GASKET/FILTER SELF CLEANING 21018 | 6.8
65323889 | GASKET ALUMINIUM D13,5X18X1,5 G1/4 | 3.5
65323890 | GASKET ALUMINIUM D10X14X1,5 G1/8 | 3.4
65323891 | GASKET D7,93 GACO TYPE DE031 | 31.7
65323892 | O-RING 2287 D47,35X1,78/FAN WHEEL-FLAP | 4.2
65323894 | UNION CL STRAIGHT 1/8 NUT+NOSE CONE D8 Ar | 7.2
65323895 | UNION CL ART. 2013 1/8 | 12.2
65323896 | UNION CL ART. 2050 1/8-1/8 . | 11.5
65323897 | UNION CL ART. 2050 1/8-1/8 . FOR AGA | 25.5
65323898 | UNION CL ART. 2070 1/8-1/8 . | 5.8
65323899 | UNION CL ART. 2510 1/8-1/4 | 4.4
65323900 | UNION CL ART. 2525 1/4-35 | 5.6
65323901 | UNION CL ART. 2525 1/8-36 . | 9
65323902 | STOPPER CL ART. 2611"1/4 M. BLUETTE | 4.1
65323903 | UNION CL ART. 2525 1/8-16 | 4.9
65323904 | UNION CL ART. 2070 1/4-1/4-1/4 | 7.2
65323905 | UNION CL ART.1050 1/8 BODY SEAT OGI | 4.9
65323906 | UNION CL ART. 1020 1/4"SOLO BODY CSE | 23.1
65323907 | UNION CL ART. 1000 1/8-6 . | 15.1
65323908 | UNION AIGNEP T MALE LAT.9230 8-1/8 | 8.6
65323909 | UNION CL ART. 1253 SOCKET 1/8 | 4.5
65323910 | ELBOW 1/8 M-F SVASATURA 60° art.SC.02 | 8.6
65323911 | UNION CL a.1020 1/4-1/8 WITH SIEGE NOSE CONE | 24.1
65323912 | UNION CL ART. 1020 1/4"NUT-NOSE CONE D8 | 24.1
65323913 | UNION CL ART. 1050 1/4-NUT+NOSE CONE D | 9
65323914 | UNION CL ART. 2500 1/8 | 8.6
65323915 | UNION ART. 2102004 1/4 | 4.5
65323916 | UNION CL ART. 2500 3/8 NIPPLE | 8.6
65323917 | UNION CL ART. 1250 1/8 BODY SEUL | 14.8
65323918 | STOPPER CL ART. 2611 1/8 . | 4.4
65323919 | STOPPER CL ART. 2611 3/8 . | 10.8848
65323920 | UNION ART. 2102006 1/2 | 6
65323921 | UNION CL ART. 2510 1/8-3/8 | 4.5
65323922 | UNION CL ART. 2020 1/4". | 6.4
65323923 | UNION ART. 2110001 1/8 ( 1/8M-1/8F)(C | 5.2
65323924 | UNION CL ART.1010(1/8-1/8-1/8) CSE | 10.1
65323925 | UNION CL ART. 2520 1/8 M -1/4 F | 4.8
65323926 | UNION CL ART. 2520 1/8-1/8 WITH SEAT p | 4.9
65323927 | UNION CL ART. 2520 1/4" | 4.9
65323928 | UNION CL ART. 2530 1/8-1/4 | 4.4
65323929 | UNION CL ART. 2530 1/2-3/8 | 5.8
65323930 | UNION CL ART. 1303 1/8-4 | 4.1
65323931 | NOSE CONE TYPE 1310-4 . | 5.4376
65323932 | UNION CL ART. 1303 1/8-6 | 4
65323933 | NOSE CONE TYPE 1310-6 . | 3.7093
65323934 | ELBOW CL 1/8 WITH NUT+NOSE CONE D8 Art.2205 | 8.9
65323935 | UNION CL ART. 2543 1/8 | 6.4
65323936 | UNION CL RAPIDE WORK D 7 1/8 | 5.7
65323937 | UNION CL RAPIDE WORK D12 1/8 | 6.6
65323938 | ANGLE ARTICULATED JOINT M6 | 11.9
65323939 | ANGLE ARTICULATED JOINT M8 | 14.5
65323940 | FORCH DRILLING M12 UNI 1676 | 14.5
65323942 | ELBOW F-F 1/2 (Fig.90) | 4.7356
65323943 | ELBOW F-F 1"1/2 (Fig.90) | 20.8368
65323945 | ELBOW M-F RP1/2 (Fig.92) | 5.1
65323946 | ELBOW M-F RP3/4 (Fig.92) | 6.4
65323947 | ELBOW M-F RP1 (Fig.92) | 8.1
65323948 | ELBOW M-F RP1"1/2 (Fig.92) | 19
65323949 | ELBOW M-F RP2 (Fig.92) | 25
65323950 | ELBOW REDUC.M-F RP3/4X 1 (Fig.92/r) | 16.1
65323951 | ELBOW REDUC.M-F RP1"1/4X1"1/2 (Fig.92/r) | 52.7
65323952 | ELBOW M-F RP1/2 (Fig.97) | 17.2
65323953 | ELBOW M-F RP1 (Fig.97) | 22.3
65323954 | ELBOW M-F RP1"1/2 (Fig.97) | 60.1
65323955 | REDUCTION SLEEVE M-F 2 - 1"1/4 (Fig.241) | 18.2
65323956 | REDUCTION SLEEVE M-F 1 - 3/4 (Fig.241) | 18.2
65323957 | REDUCTION SLEEVE REDUC. 3/4 -3/8 (Fig.245) | 11.6023
65323958 | REDUCTION SLEEVE REDUC. 2 -1"1/4 (Fig.245) | 26.1
65323959 | REDUCTION SLEEVE REDUC. 3/4 -1/2 (Fig.245) | 13.2
65323960 | REDUCTION SLEEVE REDUC. 1-3/4 (Fig.245) | 13.2
65323961 | REDUCTION SLEEVE REDUC. 1"1/4-3/4 (Fig.245) | 12.5287
65323962 | REDUCTION SLEEVE REDUC. 1"1/2-1"1/4 GHISA(Fig.245) | 13.2
65323963 | REDUCTION SLEEVE 2 -1 1/2 (Fig.245) | 35.4
65323964 | NIPPLE REDUC.M-F 1 X1/2 OTTER (Fig.246) | 6
65323965 | NIPPLE REDUC.M-F 1 X3/4 (Fig.246/r) | 7.9
65323966 | NIPPLE REDUC.M-F 1 X1"1/4 (Fig.246/r) | 10.2
65323967 | NIPPLE REDUC.M-F 1"1/4X1"1/2 (Fig.246/r | 15.8
65323968 | REDUCTION SLEEVE M-M 1/2 (Fig.280) | 4.9
65323969 | REDUCTION SLEEVE M-M 3/4 (Fig.280) | 13.5556
65323970 | REDUCTION SLEEVE M-M 1"1/2 (Fig.280) | 9.6
65323971 | REDUCTION SLEEVE M-M 2 (Fig.280) | 16.4
65323972 | REDUCTION SLEEVE M-M 1"1/4 (Fig.280) | 8.8506
65323973 | ELBOW WITH BOCCHETT.F-F 3/4 (Fig.95) | 21
65323974 | ELBOW WITH BOCCHETT.F-F 1 (Fig.95) | 22.0207
65323975 | ELBOW WITH BOCCHETT.F-F 1"1/2 (Fig.95) | 44.1598
65323976 | REDUCTION SLEEVE/RADIATOR 1 - 1/2 (Fig.100) | 5.1
65323977 | PROLONGUE M-F 1/8X80 art.UNPRL100 | 9.4
65323978 | NIPPLE SCREWED 3/4X80 M/M (Fig.630Z) | 4.0361
65323979 | NIPPLE THREADED 1"1/2X100 M /M (Fig.7 | 6.4
65323980 | STOPPER G1/4 908 ZINC.WHITE | 4.1
65323981 | STOPPER G1/8 METALWORK WITH O-RING | 4.5
65323982 | GASKET/SHUTTER RP1/2'' | 3.7
65323983 | GASKET/SHUTTER RP1'' | 3.7
65323984 | GASKET/SHUTTER RP1''1/2 | 4.1
65323985 | O-RING 4100 D24,99X3,53 NBR | 7.5
65323986 | O-RING 3050 D12,37X2,62 VITON | 3.7508
65323987 | O-RING 2062 D15,6X1,78 NBR | 3.5
65323988 | O-RING 2025 D6,07X1,78 NBR | 3.5
65323989 | O-RING D33X2 NBR | 2.9629
65323990 | O-RING 2087 D21,95X1,78 NBR | 7.4
65323991 | O-RING 3081 D20,3X2,62 NBR | 3.5
65323993 | O-RING D10X2,5 NBR | 3.5
65323995 | O-RING 2325 D82,27X1,78 NBR | 3.6
65323996 | O-RING 2015 D3,68X1,78 NBR | 3.5
65323998 | O-RING D5X1,5 NBR | 1.3793
65323999 | O-RING 8475D120,02X6,99 | 24.1
65324000 | O-RING 115 D11,91X2,62 | 4.2922
65324001 | O-RING 4800 D210X3,53/HEATER VITON | 25
65324002 | O-RING 2056 D14X1,78 NBR | 3.5
65324003 | O-RING D13X2 NBR | 3.1312
65324004 | O-RING 2031 D7,66X1,78 NBR | 3.5
65324005 | O-RING D11X3 NBR | 20.8
65324007 | O-RING 4075 EPDM 18,30x3,60 SH-83 DA | 4.3
65324008 | O-RING 2075 D18,77X1,78 NBR | 7.4
65324009 | O-RING 3087 D21,89X2,62 NBR | 22.1931
65324010 | O-RING 4625 D158,34X3,53/HEATER VITON | 36.9857
65324012 | O-RING D7X1,5 VITON | 10.5
65324020 | O-RING 6387D97,79X5,33/GAS FLAP | 7
65324021 | SPRING SHUTTING NOZZLE MAIOR PR | 80.8
65324022 | UNION HEAVY OIL TN94-12LR 3/8 | 34.7
65324023 | STRAIGHT UNION HEAVY OIL 12L-1/4 coD. 1101 | 10.2
65324024 | STRAIGHT UNION HEAVY OIL 12L-3/8 | 15.5
65324030 | SCREW ADJUSTMENT HEAD M6X45 THREADED Z.B E | 3.7
65324037 | FIRING HEAD MAX 12 TC (MIN.12) | 210.7
65324038 | COVER HOUSING D 260 ORANGE | 54.9
65324042 | CONTROL UNIT LME 22.331 C2 | 237.2
65324044 | PHOTOCELL QRB 1B A042B20B | 51.2
65324046 | SWIRLER D36X1840 SPIRAL | 10.7
65324048 | WIRING MAX 1 TW | 229.9
65324049 | METAL GRID AIR BOX FAN HOUSING 260 | 56.7
65324050 | SHUTTING SHEET CASING AIR HOUSING D260 | 11.9
65324051 | OIL FILTER 3/8 ART.70301-01P(V.PVC) | 40.9
65324052 | COVER HOUSING D 260 VERNIS RED | 48.3
65324053 | AIR BOX 239X325X175 D54 ORANGE | 139.3
65324054 | AIR BOX 239X325X175 D71 RED | 139.3
65324056 | ROD NOZZ.LINE+PLAQ.D10/3 L106-69 G1/8 | 12.5
65324057 | ROD NOZZ.LINE+PLAQ.D10/3 L74-37 G1/8 | 31.3
65324059 | COVER SHELL D630 SHEET RED | 99.1
65324063 | FAN WHEEL D560/355X180 D42MOT.18,5KW | 1477.0115
65324064 | AIR RECYCLING D550/385 FAN WHEEL RU630 MOT.37KW | 122.5
65324065 | CASING FOR SHELL D630 SHEET (RED) | 1286
65324066 | THERMIC RELAY AEG B18K-260 21-26A | 254
65324067 | THERMIC RELAY AEG B55K-055 42-55A | 206.2069
65324068 | PUSH BUTTON LIGHT RED C5559AL T.BLAK 1 | 24.6
65324069 | FLAME TUBE D370/350/420 L530 | 1991.4
65324070 | FLAME TUBE D370/450/430 L530 | 1793.2
65324072 | GAS VALVE VAS125 R-LW RP1" | 322.2
65324073 | TIMER RELAY ELECTRONIQUE AEG GMETV 230 V 50- | 169.9
65324074 | BAFFLE PLATE D320/179X28 8SL 4DRIL. | 296.4
65324078 | IGNITION ELECT.D10X100 d6,4 D3X70 65°R+L | 25.2
65324079 | HEAD LONG AB MULTIFLAM F.D320 | 355.6
65324080 | FIRING HEAD SHORT AB MULTIFLAM F.D320 | 355.6
65324081 | TUBE HOLDER HEAD MULTIFLAM 3/600.1 TL | 983.5
65324082 | TUBE HOLDER HEAD MULTIFLAM 3/600.1 TC | 852.7
65324083 | HEAD MULTIFLAM 300.1/600.1 TL | 2012.6
65324084 | HEAD MULTIFLAM 300.1/600.1 TC | 1868.7
65324085 | ADJUST ROD HEAD MULTIFLAM 300.1/400.1 TL | 256.6
65324086 | ADJUST ROD HEAD MULTIFLAM 300.1/400.1 TC | 247.9
65324088 | TANK HEATER MULTIF.300.1/400.1 | 1969.1
65324090 | BODY HOLDER RESISTOR HEAD OILFLAM AB | 124.7
65324091 | FLAME TUBE D89 L72 SILEN.TYP3 | 139.8
65324092 | FLAME TUBE D89 L72 SILEN.TYP1 | 145.7
65324093 | FLAME TUBE D89 L76 SILEN. AGA 699K | 157.8
65324094 | CABLE+PLUG 9P/3X1 L300 MALE | 17.1
65324095 | ROD HOLDER HEAD FISSA L 74 MAX 1 FLAME TUBE 72 | 60.9195
65324096 | CASING FOR SHELL D320 SHEET OIL | 659.7
65324097 | CONTACTOR LS7K.10 E-NR 910-304-200-50 | 213.5
65324098 | LIGHT SELECTOR 0-I GREEN ART.ECX1252 | 43.3
65324099 | LEVER SELECTOR LONG BLACK ART.ECX1370 | 28.9
65324100 | WARNING LIGHT LYVIA 10X28 BA9S 240V ART.S121 | 14.6197
65324101 | PUSH BUTTON LIGHT RED COMEPIart.ECX1201 | 31.9
65324102 | SWITCH FD 515 (1NO+1NC) | 65.4
65324103 | HEAVY OIL FILTER 1 X1 300µm Mod.70501/03 | 332.2
65324105 | MANOMETER CEWAL R1/4 D50 40 BAR 91490050 | 61.5
65324111 | GAS CONN.VALVE/FLANGE 60X60-RP2 90° | 53.7
65324112 | HOUSING DRILLING D.180 OIL MAIOR P35-3 | 160.4
65324113 | AIR BOX 157X197X130 | 164.5
65324114 | TUBE FLEX. HEAD AGA COOKER D=41 L 310 | 28.4
65324115 | AIR FLAP COOKER-BOYLER CUCI,"AGA"TW | 50.6
65324116 | LIMITER VOLUME NOZZLE CARRIER CUT-OFF | 8.9
65324117 | HOLDER CENTRING HEAD MAX GAS 170-250 SPEC. | 31.3
65324118 | IGNITION CABLE D5/D4 L800 | 10.2
65324119 | TUBE HOLDER HEAD D89X94 TUBE D39.5 FOR COO | 71.1
65324120 | SPACER PHOTOCELL.RAYBURN COOKER SINGLE HEAD | 36.2
65324121 | HOLDER PHOTOCELL RAYBURN COOKER SINGLE HE | 24.4139
65324122 | ADAPTER AIR D89/41 RAYBURN COOCKER | 35.5
65324123 | COVER HOUSING D. 260 | 48.3
65324124 | AIR BOX 239X325X175 D54 BLACK | 128.4
65324125 | SPINDLE/COUPLING PUMP-FAN WHEEL D14X173 | 32.7
65324126 | IONISATION PROBE D8X100 d4 D3 | 14.1
65324127 | COVER MAX GAS 70-120 BLU SX | 31
65324128 | TUBE HOLDER FIRING HEAD-GASTRAIN SX MAX GAS 70 TC | 44.9
65324129 | GAS ELBOW HEAD D16 L140+FLANGE 32X32 | 41.9
65324130 | SHELL BURNER OC3 | 240.4517
65324131 | OIL HOSE 1-8 FG+1-8 FG L230 AG | 44.5
65324132 | AIR RECYCLING OC3 | 8.9977
65324133 | AIR FLAP LOCK OC3 | 50.3161
65324134 | AIR FLAP MOBILE OC3 | 7.9322
65324135 | SPACER PHOTOCELL AGA OC3 | 56.4724
65324136 | IGNITION CABLE D4 PIPE 90°/D4 L400 AP | 8.046
65324137 | FLAME TUBE D89 L163 SILEN.TYP3 | 262.5
65324138 | SQUARE HOLDER CONTROL UNIT/IGNITION TRANSFO. | 26.5
65324139 | SCREW FIXING BURNER OC3 | 7.8161
65324140 | CLOSING RING D16/8X3/OIL REGULATOR | 8.5
65324141 | BAFFLE PLATE D400/88X30 8SL | 359.8
65324142 | MOTOR 0,25KW110V D12,7 CD42/2197-32 F0 | 271.2
65324143 | CONTROL UNIT LFL 1.333 120/60 | 974.5
65324145 | HOLDER HEAD MAX GAS 170-250 F.F.400 | 65.4
65324146 | FLAME TUBE D125/95 L417 | 146.6
65324147 | GAS VALVE IC20/30Q3 | 568
65324148 | GAS VALVE VAS125 R/LQ RP1" 120V | 439.4
65324149 | GAS PRESS.SWITCH DG 40 VC1-5W 5-40MB | 88.0575
65324150 | COIL SIR Z380A L378B01G 110V 50H | 39.1
65324151 | COVER BURNER ATLANTIC STELLA 4134 | 13.7
65324152 | COVER BURNER ATLANTIC STELLA 4035 BN | 17.2
65324153 | COVER BURNER ATLANTIC STELLA 3050 | 31.3
65324154 | COVER BURNER ATLANTIC STELLA 4180 | 17.2
65324156 | PIPE D12/10/12 DRIL. D4 LPG | 7.4
65324157 | BAFFLE PLATE D230/154X25 12SL 6DRIL. | 274.7
65324158 | GROUP OIL CONTROLLER MAIOR PR 400-600.1 | 568
65324159 | BAFFLE PLATE D320/88 8SL 4DRIL. | 427.9
65324160 | GAS VALVE VAS350 R-LW RP2" | 702
65324161 | GAS NOZZLE D30X16 8 DRILL. D2,5 | 28.2
65324163 | COVER HOLDER CONNECTING PIECE T.SEPAREE FUS | 100.3
65324164 | COVER INF.CONNECTING PIECE T.SEPAREE FUS | 76.9
65324165 | COUPLING D48/38/11X36 PUMP | 124.7
65324166 | ROD HOLDER HEAD TL.R 10X10X336 MAIOR P12 | 119.9
65324167 | WIRING MAX 4/30 TW | 234.8
65324169 | WIRING MAX GAS 170/250 TW | 234.8
65324172 | WIRING MAX 4/30 TW BM2 | 166.2069
65324173 | WIRING MAXGAS 170-250TW CONT.RUN W.RESET | 241.3
65324174 | WIRING MAX GAS 40-120 TW PERM.VENTIL. | 240.8
65324177 | COVER ECOFLAM MAX GAS 170-250 2F RED | 33.4
65324178 | HOLDER 213X198X163 DISPLAY-BCU-TRANSFO. | 68.2
65324179 | GROUP IGNITION CABLE | 32.3
65324182 | WIRING MAX 1 R TW | 223.1034
65324184 | GRUB SCREW FOR DANFOSS PUMP | 22.5
65324188 | FLAME TUBE D115/130/120 L227 | 199
65324189 | WAISTBAND D110/98X64/SETTING AIR-FL.TUBE | 44.8
65324190 | AIR BOX 172X146X102 | 152.7
65324191 | SHEET ADJUSTMENT AIR BOX MAXFLAM | 136.8
65324192 | BAFFLE PLATE HOLDER MAXFLAM | 147.9
65324193 | BAFFLE PLATE D92/30X7 12SL 3DRIL. | 55.4
65324194 | IGNITION CABLE D4/D7 L870 | 8.2
65324195 | GASKET/BURNER FLANGE 190X190X8 D120 | 9
65324196 | GASKET/FLANGE-NIPPLE D140/117X5 ADHESIVE | 4.5
65324197 | HEATER ALUMINIUM MAXFLAM | 343.2184
65324198 | KIT SHORT HEAD MAXFLAM | 426
65324199 | COUPLING D26 L120 | 97.8
65324200 | COUPLING D26/15X89 | 97.8
65324201 | MOTOR 0,37KW220V D12,7 M42-3007 F0 | 387.6
65324202 | MOTOR 0,45KW230V D12,7 CD42-3001 | 260.7
65324203 | COUPLING D7,9 ART.1230251 | 13.7
65324204 | COUPLING D11,1 PUMP REF.1230252 | 30.3
65324205 | COUPLING D12 MOTOR REF.1230253 | 21.7
65324206 | RESISTOR D 12,5X130 650W 230V LC1000 A.HT9 | 84.8
65324207 | RESISTOR D 6,5X52 30W L 1500 | 100.3
65324208 | RESISTOR D 6,5x52 200W L 1500 | 100.3
65324209 | TUBE BOND ELBOW-GAS HEAD BLU 1400.1 T | 11.9
65324210 | ADJUST ROD HEAD GAS BLU 1400.1 TC | 52.3
65324211 | FLAME TUBE D162/200/182 L495HOUS.d260 | 427.7
65324212 | TIMER RELAY FIN cod. 85.04.8.240 | 159.1
65324214 | RESISTOR 3X1550(A=3X750-B=3X800 )4650 W. 2 | 632.8
65324215 | GAS HEAD NAT. HOUSING D630 MOBILE | 890.6
65324216 | TUBE HOLDER HEAD HOUSING D630 FLYING HEAD | 902.7586
65324217 | CARRIER SLIDING HEAD HOUSING D630 | 488.7
65324218 | BALL BEARING 635 2Z DE.19MM | 19.6
65324220 | CONTROL UNIT LME 21.330 C2 | 208.9
65324223 | SOLEN. VALVE LUC 321H21-4270 G1/4" 8W | 1026.7
65324224 | HOLDER ADHESIVE 27X28 | 4.1
65324225 | PIPE HOLDER BEARING/PROGR.D50X15 | 48.3
65324226 | SPINDLE / ACTUATOR D8X380 | 32.4
65324227 | SPINDLE / AIR FLAP D8X100 M6 | 17
65324228 | CARDAN 24X57X6 D8 45°FLAP/AIR BOX | 10.6
65324229 | GAS VALVE VAS240 R-LW RP1"1/2 | 431
65324230 | GAS VALVE VAS350 R-NW RP2" | 702
65324231 | CABLE CONNECT BOILER1F-MONOF.L1000+L1500 | 109.3
65324233 | FLAME TUBE D139/120/137/120 L283 | 800.2
65324234 | ADJUST ROD TC BLU 1700.1 R | 45.4
65324235 | FLAME TUBE D215/156/200/155 L400 | 269.7
65324236 | TUBE BOND ELBOW-GAS HEAD TC BLU 1700. | 14.3
65324237 | D.H.W. LIMITER SET | 66.5
65324242 | CONTROL PANEL DOOR ECOMAX ART.16040527 | 110.4
65324244 | CONTROL UNIT DMG 970 MOD03 | 470.4
65324245 | OIL PUMP RSA 95 ACW 7/16" | 679.9
65324246 | OIL PUMP RSA 125 ACW 7/16" | 633.6
65324247 | OIL PUMP RSA 95 070L3470 | 679.9
65324258 | ROD NOZZ. LINE+PLATE D10/3 L128-70 G1/8 | 35.3
65324259 | ROD NOZZ. LINE+PLATE D10/3 L185-127 G1/8 | 35.5
65324260 | ROD NOZZ. LINE+PLATE D10/3 L128 G1/8 | 35.3
65324261 | ROD NOZZ. LINE+PLATE D10/3 L185 G1/8 | 35.5
65324262 | ACTUATOR SQN 75.424 A21 12S | 270.1
65324264 | AIR RECYCLING D433X88 IN AL BLU 5000.1-6000 | 104.4
65324265 | AIR BOX 384X482X344 INSULATION+GRID | 757.3
65324266 | FIRING HEAD OILFLAM-MULTIFLAM 300.1-600.1 TL L | 612.2
65324267 | SLIDING TUBE HEAD MAIOR-OILFLAM 700 | 255.6
65324268 | NOZZLE ROD ADJUSTMENT RIFL.OILFL-MULTIFL.301 | 124.7
65324269 | NOZZLE ROD ADJUSTMENT RIFL. MAIOR-OILF. 701 | 171.1
65324270 | FLAME TUBE D270 L175 | 349.9
65324271 | FLAME TUBE D270 L333 | 389.9
65324272 | FLANGE D118/80X43 AGA TWIN | 25.2
65324273 | COVER HOUSING D 100 S-DRILLING BLACK AGA | 18.7
65324274 | HOLDER FLANGE HOUSING D 120 AGA TWIN HEAD | 50.4
65324275 | GASKET/FLANGE-HEAD 146X114X4 OBLO 105X66 | 4
65324276 | FIRING HEAD AGA TWIN BOILER MOD. 460 | 292.1
65324277 | AIR BOX 239X325X175 D54 RED | 139.3
65324278 | LEVER SELECTOR LONG BLACK COMEPI ART.E | 28.9
65324279 | CAP REL.FUSEHOLDER HK 520 04-1 10A | 19.6001
65324282 | ADJUST ROD TC MULTIFLAM 50.1-70.1- | 65.4
65324283 | ADJUST ROD TL MULTIFLAM 50.1-70.1- | 102.9
65324286 | FIRING HEAD SHORT HEAVY OIL 2 STAGE MULTIFLAM 50. | 355.6
65324287 | HEAD LONG HEAVY OIL 2 STAGE MULTIFLAM 50. | 355.6
65324288 | BAFFLE PLATE D140/50 8SL 4DRIL. | 71.7
65324289 | GROUP NEEDLE OILFLAM 50.1-70.1-120.1 TC | 164.5
65324290 | GROUP NEEDLE OILFLAM 50.1-70.1-120.1 TL | 164.5
65324291 | AIR BOX 430X395X482 D384 | 739.1
65324292 | SLIDING TUBE HEAD MAIOR-OILFLAM 300.1-600 | 46.8
65324294 | GROUP CPL. PLUG AIR FUS 630-710 | 167
65324295 | HOLDER HEAD MULTICALOR 800.1 MD | 366.6
65324296 | ROD HEAD BR.MULTICALOR 800.1 MD | 143.3
65324297 | FIRING HEAD GAS 800.1 MD | 1598.6
65324298 | OIL FIRING HEAD L 800.1 MD | 1302.5
65324299 | SLIDING TUBE HEAD FIOUL 800.1 MD | 131.1
65324300 | NEEDLE CONTROL NOZZLE D6/14 M8 L1425 | 206.6
65324301 | FLAME TUBE D370/350/420 L1260 | 2262.7
65324304 | GROUP OIL CONTROLLER MAIOR PR 400-600.1 | 574.2
65324305 | FIRING HEAD BLU 4000.1 TL | 1087.1
65324309 | OIL PUMP BFP 21 R3 071N0167 | 111.9
65324310 | TUBE D4X1 L 315 MAX 4-8 WASTE SP | 24.2
65324311 | CERAMIC INSULATION BOILER COMB.INST/26 | 66.5517
65324312 | SPINDLE / PUMP-FAN WHEEL D14X60 | 65.977
65324313 | NIPPLE GASTRAIN 2 L 450 FLANGE HOUSING | 244.4758
65324314 | NIPPLE GASTRAIN 2 L 580 FLANG.HOUS.321 | 240.2
65324315 | NIPPLE GASTRAIN 2 1-2 FLANGE L | 293.3
65324316 | NIPPLE GASTRAIN 3 FLANGE L 57 | 270.4
65324317 | NIPPLE 3 WITH FLANGE 2 1-2 L 669 | 419.1
65324318 | NIPPLE 3 WITH FLANGE 3 L 668 BLU | 419.1
65324319 | NIPPLE GASTRAIN 2 1-2 HOUSING D630 F | 543.6
65324320 | NIPPLE GASTRAIN 4 FLANGE+2 ELBOW | 525.3
65324321 | REDUCTION SLEEVE DN125-DN100 FLANGE | 426.3
65324322 | PACKAGING HOUSING D630 | 2116.4
65324323 | NIPPLE 3 WITH FLANGE 3 L 768 | 292.1
65324324 | GAS CONN.VALVE/FLANGE D61-RP1 1/4 L55 | 57.8
65324325 | FLANGE D61/16X5 ADAPTER GASTRAIN | 42.2
65324326 | REDUCTION SLEEVE M-F 3/4 X1/2 (Fig.241) | 18.2
65324329 | TUBE BOND FIRING HEAD/JACK MAX P25 AB HS | 29.2
65324330 | TUBE BOND SOLEN. VALVE/JACK | 105.1
65324331 | IGNITION ELECT.D10X100 d6,4 D3X7 | 26.6
65324332 | HOLDER GROUP CAM MULTICALOR PR | 185.7
65324333 | SPINDLE / ACTUATOR-CAM 19X233 D10 HEX. | 39.1
65324334 | HOLDER ADJUSTMENT OF PRESSURE MAIOR PR HOUSING D280 | 129.5
65324335 | FORCH FOR TIRANT D.8+ MOLETTE | 8.1
65324336 | CARDAN 80X24X8 D16 PRESS. CONTROLLER | 45.7
65324338 | BURNER FLANGE D90 EXT.D130/170 | 16.8
65324339 | TUBE BOND ELBOW-GAS HEAD BLU 500.1-10 | 8.4
65324340 | TUBE BOND ELBOW-GAS HEAD BLU 500.1-10 | 13.7
65324341 | ADJUST ROD HEAD GAS BLU 500.1-100 | 26.1
65324342 | ADJUST ROD HEAD GAS BLU 500.1-100 | 22.3
65324343 | FLAME TUBE D142/170/146 L210HOUS.d260 | 297
65324344 | FLAME TUBE D142/170/146 L430HOUS.d260 | 297
65324345 | BAFFLE PLATE D145/31 156+4DRIL. | 78.2
65324346 | FLAME TUBE D162/190/154 L210HOUS.d260 | 317.7
65324347 | FLAME TUBE D162/190/154 L430HOUS.d260 | 365.8
65324348 | AIR BOX 150X40X120 D118 COOKER | 124.7
65324349 | FLAME TUBE D89 L73 SILEN. | 158.9
65324350 | FIRING HEAD BLU 500.1 TL NATURAL GAS (BAA02112) | 390.9
65324351 | FIRING HEAD BLU 700.1 TC NATURAL GAS (BAA02115) | 476.4
65324352 | FIRING HEAD BLU 500.1 TL NATURAL GAS (BAA02112) | 486.4
65324353 | FIRING HEAD BLU 700.1 TL NATURAL GAS (BAA02115) | 486.4
65324354 | FIRING HEAD BLU 1000.1 TC NATURAL GAS (BAA02113) | 476.4
65324355 | FIRING HEAD BLU 1000.1 TL NATURAL GAS (BAA02113) | 486.4
65324356 | FIRING HEAD BLU 1400.1 TC NATURAL GAS (BAA02114) | 511.5
65324357 | AIR BOX 320X395X274 INSULATION+GRID | 665.8
65324358 | SPINDLE/COUPLING PUMP-FAN WHEEL D14X186 | 32.7
65324359 | CONNECT.VENTURI HEX.35 L37 G1/2-M6 BM2 | 79.2
65324360 | AIR RECYCLING HOUS.D 260/FAN WHEEL D | 10.6
65324363 | FLAME TUBE D89/54/88 L158 | 173
65324364 | COUPLING D53/65/20X40 PUMP/MOTOR | 218.4
65324365 | HOLDER HEAD MAX ECO-BLU. | 65.4
65324366 | AIR BOX 83X59X132+FLAP 77X55 LOW NOX | 49.5
65324368 | O-RING 75X38,5X3,5 GAS COVER | 9.9
65324369 | IGNITION ELECTRODE D8X75 D1,65X10 L625d4 | 28.3908
65324412 | O-RING 2031 D7,66X1,78 VITON | 3.8
65324414 | UNION/OIL HOSE TN 14X1200 F-3 3 -8X1-2 | 8
65324415 | UNION/OIL HOSE TN 24X1500 F-3 1 X3/4 | 10
65324416 | SPRING DE16.5 DI13.5 L 55 KERO HYDRAULIC | 37.4
65324417 | COIL DUN N° 1230 MBDLE420 | 1160.4
65324419 | BLOCK 41X50X8/ADJUST HEAD+SIGHTING | 13.3
65324420 | AUXILIARY SWITCH AEG HS05K22-SH (2NC+2 | 29.8851
65324422 | TUBE HOLDER HEAD MULTIFLAM 700.1-1200 | 366.6
65324423 | ADJUST ROD HEAD L 485 | 129.5
65324424 | HEAD MULTIFLAM 700.1-1200.1 CPL | 863.5
65324425 | FIRING HEAD 1M 1R D12 L 485 ZB | 613.4
65324426 | TUBE/HEAD L 485 MAIOR-OILFLAM 700.1-120 | 119.9
65324427 | NOZZLE ROD ADJUSTMENT RIFL.MAIOR-OILFL.XTEST | 171.1
65324428 | THERMIC RELAY AEG B18K-320 25-32A | 395.5
65324434 | ROD HOLDER HEAD D12X807 BLU 5000.1-6000.1 | 95.4
65324435 | FLAME TUBE D270/320/290 L633 | 769.6
65324436 | SPACER FAN WHEEL/MOTEUR 15 KW AND 18,5KW | 24.2
65324438 | WIRING AGA 880-8120-8151 | 489.7
65324439 | FIRING HEAD BLU 500.1 TC LPG | 483.8
65324440 | KIT CASING WITH FLAP HOUSING D380 GAS | 1628.1
65324441 | FIRING HEAD BLU 700.1 TC LPG | 483.8
65324442 | FIRING HEAD BLU 500.1 TL NATURAL GAS | 341
65324443 | FIRING HEAD BLU 700.1 TL NATURAL GAS | 486.4
65324444 | FLAME TUBE D142/160/145 L210HOUS.d260.1 | 329.5
65324445 | FLAME TUBE D142/170/156 L210HOUS.d260 | 273.3
65324446 | FLAME TUBE D142/160/145 L430HOUS.d260.1 | 637.6529
65324447 | FLAME TUBE D142/170/156 L430HOUS.d260.1 | 583.9
65324448 | FIRING HEAD BLU 1000.1 TC LPG | 483.8
65324449 | FIRING HEAD BLU 1400.1 TC LPG | 519.1
65324450 | FIRING HEAD BLU 1000.1 TL NATURAL GAS (BAA02113) | 486.4
65324451 | FIRING HEAD BLU 1000.1 TL LPG | 483.8
65324452 | FIRING HEAD BLU 1400.1 TL LPG | 519.1
65324453 | FLAME TUBE D162/190/168 L210HOUS.d260 | 317.7
65324454 | FLAME TUBE D162/200/182 L345HOUS.d260 | 365.8
65324455 | FLAME TUBE D162/190/168 L430HOUS.d260 | 365.8
65324456 | FIRING HEAD OILFL.300.1 2F TCHOUS.320 | 1242.3
65324457 | FIRING HEAD BLU 1000.1 TL NATURAL GAS | 486.4
65324458 | FIRING HEAD BLU 1000.1 TL LPG | 483.8
65324459 | FIRING HEAD BLU 1200.1 TC LPG | 519.1
65324461 | AIR FLAP HOUSING D260 (2009) | 57.9
65324462 | PIPE GLICODUR PCM 081008B | 4.5
65324464 | FAN WHEEL D710/350X81 D60MOT.55KW | 2446.7
65324465 | AIR RECYCLING D550/340 FAN WHEEL 710 MOT.45KW | 166.9
65324466 | FLANGE D820/500X2,5 FAN SCOOP | 187.1
65324467 | CASING FOR SHELL D.710 (2007) | 2473.9
65324468 | KEY SELECTOR W. RETURN A DX COMEPI | 59.8
65324469 | HOLDER HEAD MAIOR-OIL.1800.1 ON CONNECTING PIECE | 1230.5
65324470 | WAISTBAND D435X200/SETTING AIR | 272.9
65324471 | HEAD M.-OIL.1500.1-1800.1-2000.1 L 735 | 1254.2
65324472 | BAFFLE PLATE D400/89X25 16SL | 361.1
65324473 | BAFFLE PLATE HOLDER OIL.1800.1 PILOTA GAS | 1086
65324474 | NOZZLE CARRIER 72.5 1M-1R(THREAD) M35X1.5 | 848.7
65324475 | TUBE FOR HEAD L 735 MAIOR-OILFL.1500.1- | 310.9
65324476 | NOZZLE ROD ADJUSTMENT RIFL.OILFLAM 80.1 PR-S | 171.1
65324477 | FLAME TUBE D551/450 L650 | 2026.7
65324478 | GASKET/BURNER FLANGE 765X765X10 D560 | 409.3
65324479 | COUPLING D53/65/38X72 PUMP/MOTOR | 172.3
65324481 | TANK HEATER D273XLG1115 OIL.700.1-800.1 (4 | 2735.8
65324482 | TANK HEATER D273XLG1390 OILFLAM 1000.1 P | 2960
65324483 | PUSH BUTTON BLACK COMEPI ART.ECX1100 | 13.2
65324490 | COVER HOUSING D380 (RED) | 71.7
65324491 | TUBE HOLDER HEAD LONG MULTICALOR 300.1- | 424.6
65324492 | ROD HOLDER HEAD D12X607 BLU 5000.1-6000.1 | 213.6126
65324494 | HEAD FIOUL MULTICALOR PR 300-600.1 TC | 583.6
65324495 | COVER INF. CONNECTING PIECE T.SEPAREE 28 | 245.8
65324496 | COVER HOLDER CONNECTING PIECE T.SEPAREE 28 | 245.8
65324497 | IGNITION ELECTRODE D10X150 d6,4 D3X85 70° R+L | 25
65324498 | SHUTTING SHEET LEVIERRISMO AIR FLAP MAX160 | 4.9
65324499 | HOLDER HEAD MAIOR-OILFLAM 3000.1 | 383.3
65324501 | BAFFLE PLATE D444/110 312DRIL. | 489.4
65324502 | FLAME TUBE D719/675 L550 | 2662.6
65324505 | NOZZLE CARRIER 72.5 1M-1R(THREAD) M35X1.5 | 848.7
65324506 | TANK HEATER D273XLG1390 OIL.1000.1-3000.1 | 2883.908
65324507 | GASKET/BURNER FLANGE 944X944X10 D730 | 207.7
65324508 | HOLDER COVER 203X151X15 | 15
65324509 | FLAME TUBE D89 L98 SILEN.TYP4 | 60.1
65324510 | ROD HOLDER T.C. MAIOR PR45-MAIOR PR12 | 262.7003
65324511 | ROD HOLDER T.C. MAIOR PR60-MAIOR PR80 | 262.7003
65324512 | ROD HOLDER T.L. MAIOR PR60-MAIOR PR80 | 74.8
65324513 | ROD HOLDER T.L. MAIOR PR120 | 119.9
65324514 | NOZZLE CARRIER MAIOR PR45-120 | 260.4
65324515 | HOLDER ELECTRODE / BAFLE PLATE MAIOR 2F | 126.1
65324516 | COUPLING D48/19/6,5X22 FAN WHEEL D250X84 | 174.9
65324517 | BOX SUPPLY BURNER M.NOVA L-038+COVER | 351
65324518 | BLOWER NRG 118/0800 | 390.8046
65324519 | DYSPLAY M.NOVA F047-1+STICKER | 146.7
65324520 | GASKET/BURN.FLANGE 335/280X265/175X8 | 21.8
65324527 | TUBE HOLDER HEAD HOUSING D180BLU 350 TL COMBA | 26.2069
65324528 | IGNITION ELECTRODE D10X150 d6,4 D3X97 90+90° | 27.9
65324529 | IONISATION PROBE D10X150 d6,4 D3X136 90° | 26.9
65324531 | BLOCK 30X20X41 SPINDLE/AIR FLAP | 44.9
65324532 | TUBE HOLDER HEAD BLU 15000.1 CPL | 351.7
65324533 | PIPE SLIDING BAND BLU 1500 | 350.6
65324534 | FIRING HEAD BLU 15000.1 CPL | 940.2
65324535 | TERMINAL OUTLET GAS HEAD BLU 15000.1 | 427.7
65324539 | CAP STAR GAS HEAD D88 L33 2XD6,5 4BRANCH | 42.2
65324541 | CLOSING PLATE ADJUSTMENT AIR FLAP 2F MA | 3.5632
65324543 | NOZZLE CARRIER MULTICALOR MD GAS-OIL | 202.8
65324544 | CONTROL UNIT OBC 82.10 | 195.4
65324546 | PLUG-IN BASE BHO WIRING KIT | 182.6
65324547 | IGNITION TRANSFO. ZT815 120V | 274.5
65324548 | OIL PUMP RSA 40 CW 7/16" | 364.9
65324549 | OIL PUMP RSA 60 CW | 498.1
65324552 | CABLE IGNIT.TRANSFO+PLUG 3P/052F000 L250 | 24.1
65324553 | CABLE IGNIT.TRANSFO+PLUG3P/052F5004 L500 | 26.6
65324554 | PHOTOCELL QRA 10 C | 805.3
65324556 | TOOL PACK N.12 - RAYBURN 660K | 78.4
65324558 | AIR GUIDE BLU 350.1-400.1 | 28.3
65324559 | TUBE HOLDER TC FIRING HEAD-GASTRAIN | 101.9
65324560 | TUBE HOLDER TL FIRING HEAD-GASTRAIN BLU 350.1-4 | 97.5862
65324561 | FIRING HEAD BLU 400.1 | 49.2
65324562 | ADJUST ROD TC BLU 350.1-400.1 | 34.1
65324563 | ADJUST ROD TL BLU 350.1-400.1 | 35.3
65324564 | TUBE D.12 BAFFLE PLATE GAS HEAD BLU 400.1 | 5.3
65324565 | PIPE D33/29/5,5X10 8 DRIL. D1,5 LPG | 13.1
65324567 | BAFFLE PLATE D120/30X25 62DRIL. | 71.7
65324568 | FLAME TUBE D157/126 L183 | 194.8
65324569 | FLAME TUBE D157/126 L318 | 194.8
65324570 | HOUSING DRILLING GAS BLU 170-250-350 P | 165.5
65324571 | STICKER COMBUS/COVER 130X30 BURNER ECOS | 2.723
65324572 | COVER OIL MAX HOUSING 160 GREY GLITER | 34.3333
65324574 | HOLDER OF HEAD MAIOR-OILFLAM 700. | 154.1
65324576 | TUBE HOLDER HEAD MAIOR-OILFLAM 7-1200.1 | 84.531
65324577 | CROSSPIECE CENTRING HEAD OILFLAM 700.1- | 261.5
65324578 | WAISTBAND D306X80/SETTING AIR-FLAME TUBE | 52.4
65324579 | ADJUST ROD BAND MAIOR-OILFLAM P700.1- | 173.1
65324580 | ADJUST ROD TL MAIOR P700.1 | 275.9
65324581 | FLAME TUBE D363 L326 FLANGE 505X503 | 860
65324583 | TUBE HOLDER TC FIRING HEAD-GASTRAIN | 101.9
65324584 | TUBE HOLDER TL FIRING HEAD-GASTRAIN BLU 350.1-4 | 97.5862
65324585 | ADJUST ROD TC BLU 350.1-400.1 | 34.1
65324586 | ADJUST ROD TL BLU 350.1-400.1 | 35.3
65324587 | TUBE D.12 BAFFLE PLATE GAS HEAD BLU 400.1 | 5.3
65324588 | PIPE D12/7X7 DRIL. D2,7 LPG | 13.1
65324590 | BAFFLE PLATE D120/30X25 62DRIL. | 71.7
65324592 | FLAME TUBE D157/126 L318 | 194.8
65324593 | TUBE HOLDER HEAD LONG MULTICALOR 170.1- | 402.8
65324594 | GAS VALVE VAS240 R-NW RP1"1/2 | 376.7
65324595 | COIL KRS FOR VAS-VCS240 | 350.1149
65324597 | NIPPLE GASTRAIN 2X120 ATT.1-2/MUL | 258.8
65324599 | GAS VALVE VAS125 R-NW RP1" | 311.3
65324600 | CABLE HEATER SPC 1 | 32.7
65324601 | CONNECTOR DUNGS GREY art.932-643-206 | 24.9064
65324602 | MOTOR 0,55KW220V D12,7 F0 | 429.0483
65324603 | KIT LONG HEAD MAXFLAM | 539.1801
65324604 | ROD NEEDLE L 225,5 GROUP HEAVY OIL MAXFLAM | 43.2
65324605 | ROD NEEDLE TL GROUP HEAVY OIL MAXFLAM | 70.5
65324606 | FLAME TUBE D115/130/120 L337 | 433.3
65324607 | FIRING HEAD BLU 350.1P TC LPG SR220-60 | 383.6
65324608 | FIRING HEAD MULTICALOR 300.1 PR-AB TC | 2182.5
65324609 | FLAME TUBE D215/156/200/182 L600 | 573.5
65324610 | ADJUST ROD TL BLU 1700.1 R | 110
65324611 | TUBE BOND ELBOW-GAS HEAD TL BLU 1700. | 22
65324612 | OIL HOSE NW4 G1/4-G3/8+UNIONS | 32.7
65324613 | LEVER MAX HOUS.160 | 23.1
65324614 | AIR BOX 239X325X175 D71 | 139.3
65324615 | IGNITION ELECT.D10X100 d6,4 D3X61 70° R | 21
65324616 | IGNITION ELECT.D10X100 d6,4 D3X58 75° L | 21
65324618 | CABLE SOL.VALVE+PLUG 3P 3X0,75 L460 | 5.9
65324619 | OIL HOSE OIL ART.6400-60202-60202-520 | 32.4
65324620 | FLANGE SV505/507 RP1/2" | 50.2
65324621 | FLANGE SV515/520 RP1"1/2 | 41.8
65324622 | FLANGE SV515/520 RP1"1/2 | 41.8
65324623 | COIL KRS FOR VAS-VCS125 | 298.7356
65324625 | COUPLING D10 WITH KEYWAY 3X3 L16 M6 | 182.3
65324626 | COIL DAN 11R3 BFP1 43-145 110V 50/60H | 80.6
65324627 | COVER NEUTRE RED MAX HOUSING D160 | 18.3
65324628 | MOTOR 0,25KW110V D12,7 CD42/2197-32 | 211.3
65324629 | COIL DEL F84 11VA 120V 50/60H | 74.3494
65324630 | FLAME TUBE D240/290/260 L1260 | 1790.069
65324633 | PROTECTION CASING AIR HOUSING D710 | 1150.1
65324634 | FIRING HEAD OILFLAM 400.1 TC HOUSING D320 | 2076.3
65324635 | UNION CL ART. 2013 1/2 | 12.2
65324637 | STOPPER CL ART. 2613 1-8 F. . | 4.1
65324638 | FLAME TUBE D125/95 L197 REF.371417 | 107.6
65324639 | LIGHT SELECTOR 0-I NEUTRE COMEPI ART | 29.3609
65324640 | TUBE HOLDER HEAD MULTIFLAM 170.1-200. | 141.6
65324641 | TUBE HOLDER HEAD MULTIFLAM 170.1-200. | 141.6
65324643 | ADJUST ROD TL MULTIFLAM 170.1-200. | 70.6
65324644 | HEAD MULTIFLAM 170.1-200.1 TC CPL | 460.6
65324645 | HEAD MULTIFLAM 170.1-200.1 TL CPL | 460.6
65324646 | FIRING HEAD SHORT HEAVY OIL 2 STAGE MULTIFLAM 170 | 792.9612
65324647 | HEAD LONG HEAVY OIL 2 STAGE MULTIFLAM 170 | 355.6
65324648 | BAFFLE PLATE D200/60 8SL 4DRIL. | 121.3
65324649 | TANK HEATER MULTIF.170.1/200.1 | 924.6
65324650 | HOSE 1-2 MF-FG (500-1000) YELLOW | 52.5287
65324651 | PROTECTION CASING AIR HOUSING D710 | 137.1264
65324652 | AIR RECYCLING HOUS.D 260 KOREA | 45.1724
65324654 | KIT PUMP BFP10 ASSEMBLATA | 232.2
65324655 | COVER BURNER PELLET | 121.8
65324656 | SHEET COVER MELTING POT BURNER P | 47
65324657 | HOLDER MELTING POT BURNER PELLET | 153.8
65324658 | TUBE CHARGE AND RALENTISSEUR BURNER PELLET | 78.4931
65324659 | MELTING POT AND SPINDLE ACTUATOR BURNER PEL | 144.5
65324660 | HOLDER COVER AND PRECAB.BURNER PELLET | 173.4
65324661 | WIRING BURNER A PELLET M.NOVA | 485.1724
65324662 | GASKET/CHARGE TUBE D96/70X3 PELLET | 6.4
65324664 | SHEET ANG.CROG.E RASCH.CEN.BURNER PELLE | 92.5287
65324665 | LAM.INCL.CROG.E LAM.BURNER SOLO PELLET | 53.9
65324666 | TUBE FL.POUR PHOTOCELL BURNER SOLO PELLET | 97.8
65324667 | TUBE FL.CAND.E RACC.FIXE CAND.ACC.BURNER | 123
65324669 | BOX SUPPLY BURNER M.NOVA L-038+COVER | 361.1
65324670 | HOLDER DISPL.E HOLDER RINF.TOLE DISPL. | 55.2
65324671 | CONNECTOR FOR THERMOSTAT VERTICALE SM36 | 31.3
65324672 | ADJUST ROD HEAD MULTICALOR 7000-12000.1 | 204.8
65324673 | FIRING HEAD 2M 2R D12 L 605 ZB | 1639.8
65324676 | TUBE HEAD MAIOR-OILFLAM 300.1-1200.1 | 154.8
65324683 | MOTOR 0,74KW110V D19 60H T31/3018-54 | 625.9
65324684 | MINICONTACTOR TRIPOLAIRE BG0910A 110-50-60H | 57.9032
65324691 | SCREW FIXING GAS HEAD MAX D200 | 23.1
65324692 | ROD ADJUST HEAD 8X8X68 90° ELBOW L163 | 26.9
65324693 | ROD ADJUST HEAD 8X8X68 90° ELBOW L323 | 26.9
65324694 | GAS HEAD D107/35 L78 4 BRANCH | 44
65324695 | WARNING LIGHT OMEGA KL09248X2BY | 18.9
65324696 | SWITCH BIPOLAR OMEGA ON-OFF KB24448AOBB | 13.8649
65324697 | SELECTOR UNIPOLAR OMEGA COD.KB11248COBB | 9.8
65324698 | MOTOR 0,3KW230V D12,7 | 224.5
65324699 | MOTOR 0,55KW230/400V D12,7 F0 | 248.2
65324700 | O-RING 3168 D42,52X2,62 NBR | 3.7
65324701 | GASKET/BURNER FLANGE 219X217X8 D162 | 20.6764
65324702 | GAS ELBOW HEAD D44/40/36X97/60 90° | 38
65324703 | AIR BOX 224X236X140 | 30.8046
65324704 | COVER 314X133X105 AIR SIDE MAX | 11.7
65324705 | COVER ELECTRIC PANEL 218X205X121 1XD26 | 40
65324706 | FLAME TUBE D157/126 L185FLANGEd178 | 194.8
65324707 | FLAME TUBE D157/126 L345FLANGEd178 | 194.8
65324708 | BAFFLE PLATE D120/30X25 62DRIL. | 71.7
65324709 | FAN WHEEL D180 X80 D12,7 | 37.3
65324710 | FAN WHEEL D200 X80 D12,7 | 66.6
65324711 | TUBE D35X87 / GAS ELBOW | 5.4
65324712 | TUBE D35X247 / GAS ELBOW | 7.4
65324713 | GAS NOZZLE D14/12 L37 OPEN. 3X10 | 10.7
65324714 | GAS NOZZLE D14/10 L37 OPEN. 3X10 | 25.7934
65324715 | GAS NOZZLE D14/8 L37 1 DRILL. D3,25 | 10.7
65324716 | GAS NOZZLE D30/5,5X13 8 DRILL. D2,5 | 28.2
65324717 | GAS NOZZLE LPG D33/5,5X10 8 DRILL. D1,5 | 49.5
65324718 | PLUG AIR PRESSURE M6X0,75 L23 (2 PIECES) | 18.3
65324722 | GAS VALVE VCS125 R-LW RP1" | 649.3
65324723 | GAS CONN.VALV. MAX D200 | 98.2759
65324724 | GAS VALVE VCS240 R-LW RP1"1/2 | 843.4
65324725 | GAS VALVE VCS350 R-LW RP2" | 1611.6
65324726 | GASKET/GASTRAIN 60X60X2 D44 | 5.7913
65324727 | FIRING HEAD MAX GAS 350 NATURAL GAS | 434.6
65324728 | FIRING HEAD MAX GAS 500 NATURAL GAS | 434.6
65324729 | FIRING HEAD MAX GAS 350-500 NAT.GAS-LPG | 445.9
65324731 | SQUAREHOLDER IGNITION TRANSFO. COFI 105X56 PREZ.2MM | 8.2
65324733 | GASTRAIN MAX 4 FIREBIRD 120/150 | 137.4713
65324734 | GASTRAIN MAX 4 FIREBIRD 50/90-90/120 | 135.977
65324737 | TUBE HOLDER FIRING HEAD-GASTRAIN SX MAXGAS 170-250TC | 60.4
65324738 | TUBE HOLDER FIRING HEAD-GASTRAIN SX MAXGAS 170-250TL | 181.3
65324739 | TUBE PUMP /NOZZLE ROD D 4 X 1 NU | 158.2
65324740 | SOCKET 1-8 OT FOR TUBE PUMP /NOZZLE ROD D4 | 4
65324741 | GASKET D110/89X5 COOKER | 11.8
65324742 | UNION 1-8 OT FOR TUBE RAME D4 | 3.7
65324744 | CABLE GLAND TYPE PG 9 ART.163-M S9(BETTER | 24.2
65324745 | FLANGE 124X8D59 FIX.COIL | 11.8
65324746 | FLANGE 124X8 R30 FIX. COIL | 24.7172
65324747 | O-RING 2081 D20,35X1,78 VITON | 4.5
65324748 | O-RING D18X3 NBR | 5.1
65324749 | GASKET/HOUSING-HEAD 69,5X61,6X2 D28 | 3.8
65324756 | NIPPLE GASTRAIN M.CALOR 2000.1 TS | 648.6
65324757 | FLAME TUBE D620/320 L380 | 3080.3
65324759 | KIT CONNECTOR LANDIS AGG.5721 | 519.1
65324760 | FIRING HEAD MULTICALOR 70-100 PR-PR TL | 890.6
65324761 | FIRING HEAD MINOR 4.1 TL HOUS.D 125 | 213.9
65324762 | OIL PRESS.SWITCH SAUTER | 722.1
65324764 | PUSH BUTTON D.60 RED COMEPI ART.E | 52.4
65324765 | COVER INF.CONNECTING PIECE T.SEPAREE FUS | 76.9
65324766 | COVER HOLDER CONNECTING PIECE T.SEPAREE FUS | 45.7
65324767 | CORNICE VIEW HT HOUSING D260-630 | 162.9
65324768 | SQUARE EL.LUME H=300 L 300 P=160 IP55 | 272.2
65324769 | HEAD FIOUL MULTICALOR PR 300-600.1 TL | 583.6
65324780 | BAFFLE PLATE D200/60 8SL 4DRIL. | 501.3851
65324781 | KIT CONVERSION BLU DE P A PAB CAS-AL | 830.6
65324783 | THERMIC RELAY AEG 5,5-8A E-NR-910-343-11 | 70.7
65324784 | FAN WHEEL D280/220X120 D38 | 197.4
65324785 | MANOMETER GAS CEWAL 0-4bar D.63 coD.9147 | 19.3103
65324786 | HOSE 1 MF-FG (1000-2000) YELLOW | 143.3
65324788 | FLAME TUBE D442 L228 FLANGE 505X503 | 660.1
65324789 | SPINDLE / AIR FLAP D8X405 M6 17° | 116.3
65324790 | FLAME TUBE D233 L123 FLANGE | 549.7
65324792 | KIT SHORT HEAD 2 STAGE OILFLAM 300.1 C | 472.8
65324793 | NOZZLE CARRIER 3 STAGE MULTICALOR 400.1-5 | 163.1034
65324794 | FIRING HEAD MAX GAS 40-120 LOW NOX LPG | 264.9
65324795 | FIRING HEAD MAX GAS 170-250 LOW-NOX LPG | 217.2
65324796 | AIR BOX 83X59X140 D120 | 67.2
65324797 | FIRING HEAD DUAL 4 TC HOUSING D 180 | 444.7
65324798 | CONTROL UNIT ETAMATIC S.663R1102DE 60H | 11004.1
65324800 | PHOTOCELL FFS08 - 659D31 - UV-4 | 2198.8506
65324801 | FLANGE LAMTEC 659R0108 | 206.6
65324802 | ACTUATOR 662 R2127 | 1587.9
65324803 | ACTUATOR 662 R2111 N | 2069.2
65324806 | HEAVY OIL FILTER 3/4 70104-03 | 105.9
65324807 | ADJUST ROD T.C. MAIOR P300.1-P4 | 119.9
65324808 | FLAME TUBE D240/220/290/260 L388 | 1287.2
65324809 | FIRING HEAD MAIOR P 1000.1 PR-MD TC | 5614.2
65324810 | HOUSING DRILLING D.280 OILFLAM | 561.0345
65324812 | AIR BOX 239X325X175 D71 | 139.3
65324813 | CASING FOR SHELL D380 SHEET OIL | 342.1
65324814 | CONTACTOR BF0910 A230 | 65.4
65324815 | FLAME TUBE D270/320/290 L414 | 1624.5
65324816 | FLAME TUBE D270/320/290 L614 | 1624.5
65324817 | TANK HEATER MULTIF.500.1/600.1 | 2735.8
65324821 | FIRING HEAD MULTICALOR 45 TL HOUSING D 260 | 853.1
65324822 | WIRING BLU 3000.1-6000.1 PR-MD LFL (T | 1026.1
65324823 | DRY ROOM GT480..740 REF.RPZZ03191 | 867.3
65324824 | ADJUST ROD T.C. MAIOR P150.1-P2 | 119.9
65324825 | ADJUST ROD T.L. MAIOR P150.1-P2 | 152.3
65324826 | FLAME TUBE D270/320 L398 | 1067.1
65324828 | UNION CL ART. 2003 1/8 | 4.8
65324829 | OIL PUMP BMF 35 | 2405.5
65324830 | OIL PUMP BMF 15 M/V | 2099.9
65324831 | OIL PUMP MBM 100 CV | 7413.2
65324832 | FILTER SELFCLEANING PL BP 2" 150W 500 | 3963.8
65324834 | DRY ROOM GT210..360 - RPZZ03190 | 568
65324835 | SWIRLER 4T GT290-610 R103368 C5 | 217.7
65324836 | SWIRLER 4T GT740 R103369 C5 | 247.1
65324837 | DOOR CPL. GT480 - R99457121 | 1441.7
65324838 | WIRING BLU 170-250-350 PAB LGB21 (C4) | 193.3
65324839 | FLAME TUBE D216/270 L371 | 628.9
65324840 | SWIRLER D158/123 16SL H31 40° | 176.5
65324841 | UNION ADATT.DIR.1-8(CONED)-1-8(CILIND.+S | 4.8
65324842 | CABLE SOL.VALVE+PLUG 3P 3X0,75 L500 | 13.0282
65324852 | MOTOR 1,5KW440V D24 60H T44/6 2 P | 551.0345
65324853 | NAMUR PROBE LAMTEC 663R8103 | 712.9
65324854 | RESISTOR 18 KW 440 V 60 H | 2374.8
65324855 | IGNITION ELECT.D10X100 d6,4 D3X57 55°R+L | 25.7
65324856 | FLAME TUBE D89 L230 | 155.6
65324859 | GASKET D3 L800 EPDM | 3.8
65324860 | NOZZLE ROD MAX D200 OIL | 41.7
65324861 | ADJUST ROD HEAD SHORT MAX D200 OIL | 26.9
65324862 | ADJUST ROD HEAD LONG MAX D200 OIL | 26.9
65324863 | IGNITION CABLE D4/D4 L950 | 6
65324864 | MOTOR 0,37KW230V D12,7 | 286.7
65324865 | MOTOR 0,55KW230/400V D12,7-54 | 362.2989
65324866 | FLAME TUBE D140/160/137 L185FLANGEd178 | 288.9
65324867 | FLAME TUBE D155/160/137 L375FLANGEd178 | 349.1
65324868 | BAFFLE PLATE/ELECT.HOLDER D131/R22,5X8 | 44.5
65324869 | BAFFLE PLATE D127/40X13 12/24SL | 44.9
65324870 | AIR BOX 224X236X140+INSULATION+GRID | 53.9
65324872 | TUBE JACK/SOLEN.VALVE-2 D4X165/150 90° | 25.8
65324873 | TUBE PUMP /SOLEN.VALVE.1 D6X91/116 90° | 6.3
65324874 | OIL HOSE TC MAX D200 OIL L 510 | 40
65324875 | OIL HOSE TL MAX D200 OIL L 650 | 97.1
65324876 | SPINDLE / AIR FLAP D8X355 | 30.5
65324877 | SPINDLE / AIR FLAP D8X345 M6 | 69.7
65324878 | SPINDLE / ACTUATOR-CAM 19X135 D10 HEX. | 32.4
65324879 | FLAME TUBE D139/160 L215HOUS.d180 | 161.0115
65324880 | BOX ADJUST AIR D60 (PRINTED) R | 28.3
65324881 | FLAME TUBE D150/126 L185FLANGEd178 | 343.3
65324884 | OIL HOSE PIPE IND-C-455542 L 440MM | 63
65324888 | BAFFLE PLATE/ELECT.HOLDER MAIOR | 291.8
65324889 | FIRING HEAD 2M 2R D12 L 485 ZB | 1639.8
65324890 | NOZZLE CARRIER 2M-2R (THREAD) 7-8 UNEF | 445
65324896 | IGNITION ELECT.D10X100 d6,4 D3X63 70°R+L | 36.8
65324899 | UNION/OIL HOSE 66X36 1-2 X3-4 | 64.9
65324900 | FIRING HEAD MAIOR TS P 400.1 AB TC | 962.7
65324902 | STICKER WEIZER/COVER HOUSING D125-180/CO | 2.2494
65324904 | TUBE HOLDER HEAD MULTIFLAM 1200.1 LMV52 | 415.3
65324905 | NOZZLE CARRIER 1M-1R (THREAD) 7-8 UNEF | 406.554
65324907 | RESISTOR 30 KW 440 V 60 H | 3650
65324908 | CARRIER HOLDER BEARING HEAD BLU 8000 | 27.4
65324909 | WAISTBAND D310X120/SETTING AIR | 153.7
65324915 | ENCODEUR TOUR MOTOR AGG5.310 | 720.7
65324916 | HOLDER HEAD BLU 4000.1 TL LMV CPL | 376.4
65324917 | FIRING HEAD BLU 4000.1 LMV | 650
65324919 | ENCODEUR TOUR MOTOR AGG5.315 | 688.2057
65324921 | SCREEN PHOTOCELL D10X2 MAX D120 HT | 3.6
65324922 | TUBE HOLDER PHOTOCELL MAX D120 HT | 8.4
65324923 | ELASTIC RING D10,4X1 | 4.6218
65324924 | REDUCTION SLEEVE FOR FIXING ACTUATOR SQ | 32.6
65324926 | COVER HOLDER HOUSING D 260 OILFLAM50-120 | 47.9
65324927 | TUBE HOLDER HEAD MAIOR-OILFLAM 50.1-120.1 | 27.4
65324928 | FIRING HEAD MAX 20 TL BM2 | 244.4
65324929 | FIRING HEAD BLU 170 TL NATURAL GAS HOUSING D 180 | 401.2
65324930 | FIRING HEAD OILFLAM D 50.1/120.1 TL | 1484.1
65324931 | TOOL PACK N.7 - RAYBURN 880K | 91.3
65324934 | FAN WHEEL D710/360X200 D55MOT.45KW | 3093.5517
65324935 | CONTACTOR 11BF6500230 | 576.6
65324936 | THERMIC RELAY 11RF95382 60-82 A | 327.6
65324937 | MOTOR 1,1KW440V D19 60H T31/3038-54 IE3 | 696.3
65324939 | TRANSFORMER TROPICALISED 550 VA PRIM.480 V. SEC.230 V | 471.077
65324940 | FIRING HEAD MINOR COMPACT 20 25 | 175.8621
65324941 | KIT ACCESS.MINOR 30.1TC EAC.REF.3141283 | 83.6
65324944 | KIT ASS.ADJUSTMENT AIR FLAP WITH ENGRENAGE MAX | 145.9
65324951 | SQUARE HOLDER PROBE THERMOMETER HEATER | 10.7
65324952 | HOLDER ELEC.TERMINAL HEATER TYPE 4 45X55 | 13
65324954 | ADAPTER VPS/GAS VALVE VC | 136.8
65324961 | SOCKET TIGHTENING UP TUBE G3-4 OT | 6.3
65324964 | AIR FLAP | 69.7
65324965 | FLAP INTERNAL ADJUSTMENT AIR D113 | 44.9
65324966 | IGNITION TRANSFO. TRK31 30CHD230V | 79.2
65324968 | MOTOR 0,09KW230V D12,7 SEALED | 149.2
65324971 | GASKET/BURNER FLANGE 340X330X10 D220 | 19.6
65324978 | CASING FOR SHELL D630 330MM SHEET | 852.7
65324981 | FLAME TUBE D418 L228 FLANGE 505X503 | 329.6
65324982 | FLAME CUP D420/380 L467 | 1015.5
65324983 | GASKET/BURNER FLANGE 505X503X4 D444 | 41.2
65324995 | BAFFLE PLATE D80/26X58 8SL | 30.7
65324996 | BAFFLE PLATE D80/26X58 8SL 8DRIL. | 60.5
65325002 | GROUP HEATER OILFLAM 20 | 1172.6
65325004 | IGNITION ELECT.D10X100 d6,4 D3X62 60°R+L | 38
65325007 | OIL HOSE PIPE IND-C-455543 L 440MM | 69.2
65325008 | OIL HOSE PIPE IND-C-455544 L 440MM | 71.7
65325009 | OIL HOSE PIPE IND-C-455545 L 600MM | 71.7
65325010 | OIL HOSE PIPE IND-C-455546 L 600MM | 63
65325011 | OIL HOSE PIPE IND-C-455547 L 890MM | 63.5
65325012 | CASING FOR SHELL D380 SHEET OIL | 659.7
65325013 | ADJUST ROD T.C. MAIOR P500.1-P6 | 152.3
65325014 | ADJUST ROD T.L. MAIOR P500.1-P6 | 152.3
65325021 | MOTOR 0,74KW230/400V D19 60H B5 | 184.023
65325022 | ROD HOLDER T.L. MAIOR PR45 | 139.1
65325023 | COVER INF.TS M.FLAM 1500.1 HT | 336.8
65325024 | COVER HOLDER CONNECTING PIECE T.SEPAREE BLU | 345.7
65325025 | TUBE HOLDER HEAD BLU 15000.1 (F.FLANGE I | 317.7
65325026 | FLAME TUBE D551/450 L860 | 2876.1
65325027 | HEAD M.-OIL. 2M-2R 1000.1-1200.1 L 803 | 913.9
65325029 | TUBE HOLDER HEAD MAIOR-OILFLAM 7-1200.1 | 72.9
65325030 | NOZZLE ROD ADJUSTMENT RIFLUSSO MAIOR-OILFLAM | 5.5
65325031 | COVER INF.CONNECTING PIECE T.SEPAREE BLU | 269.4
65325032 | SWITCH 1-NO GREEN COMEPI ART.ECX1040 | 15.2
65325033 | WARNING LIGHT RED COMEPI ART.ECX1051 | 15.2
65325034 | WARNING LIGHT GREEN COMEPI ART.ECX1052 | 15.2
65325035 | TIMER RELAY TMST 24-240V 50-60H | 195
65325036 | MOTOR 0,15KW110V D12,7 CD42-2042-32 | 228.1
65325037 | CAPACITOR 3µF 2P 3mm | 38.1
65325038 | CAPACITOR 5µF 2P 3mm | 44
65325039 | CAPACITOR 8µF | 44
65325040 | GRID+COVER INLET AIR(VENTIL.)D51.6X68.8 | 74.023
65325041 | FLAME TUBE D240/270/320/290 L404 | 1478.3
65325042 | HOLDER HEAD MAIOR-OILFLAM RIFL. | 139.3
65325044 | WARNING LIGHT YELLOW COMEPI ART.ECX1053 | 30.4
65325045 | HOLDER HEAD MAIOR-OILFLAM RIFL. | 625.7
65325046 | OIL FILTER 3/8 70451/006AGE VITON | 40.9
65325047 | CABLE+WIELAND SOCKET 4P L380 | 14.1
65325048 | IGNITION TRANSFO. E820 CM 120V L380 60H | 91.6
65325049 | OIL HOSE PIPE IND-C-455548 L 890MM | 71.7
65325050 | OIL HOSE PIPE IND-C-455549 L 890MM | 71.7
65325051 | OIL HOSE PIPE IND-C-455550 L 1000MM | 71.7
65325052 | OIL HOSE PIPE IND-C-455551 L 1000MM | 70.8
65325053 | HOLDER ELECTRODE-BAFFLE PLATE MAIOR 3F | 140.5
65325054 | COVER HOUSING D 280 IRON 206X590 ARA | 103.9
65325055 | CASING FOR HOUSING D 280 ORANGE | 321.4
65325056 | IGNITION ELECT.D10X100 d6,4 D3X58 60°R+L | 36.8
65325057 | TERMINAL STRIP MAMMUT 5 P. MAX WM | 15.5
65325058 | TAP MANOMETER HOLDER 1-8 (1770274 | 121
65325059 | FILTER HEATER FAG 90025 MESH 0,2MM | 80.7
65325060 | STICKER EACOON 67X18 FOR COVER | 10.4
65325061 | COVER MAX GAS 170-250 BLU RAL 5010 | 53.9
65325062 | KIT GROUP NOZZLE CARRIER ECOJET RISC | 216.9
65325063 | ROD NOZZ. LINE+PLATE D10/3 L176-118 G1/8 | 35.5
65325065 | COVER GREY MAX 1 NEUTR | 26.1
65325066 | ONE WAY SHUTTER/MAIOR PR-MD ART. FZVR1 | 143
65325068 | HOLDER HEAD BLU 1700-2000 TC T.MOB.ZB | 246.8
65325069 | HOLDER SLIDING HEAD BLU 1700-2000 TC ZB | 173.6
65325070 | GAS HEAD NAT. FUS280 FLYING HEAD | 400.8
65325071 | SPEED DRIVES ACH550 4KW | 2804.2
65325074 | LENTE 9A1 ELETTROSPRING D=10 GREEN | 7.5
65325075 | KIT HEAD HEATER STELLA 3050 R DANFOSS | 244.4
65325076 | STOPPER FOR PUMP DANFOSS | 21
65325077 | WASHER PUMP BITUBE BFP11 DANFOSS | 14.3455
65325079 | HOLDER HEAD BLU 1700-2000 TC T.MOB.ZB | 246.8
65325080 | HOLDER SLIDING HEAD BLU 1700-2000 TC ZB | 173.6
65325081 | GAS HEAD NAT. FUS280 FLYING HEAD | 400.8
65325082 | SPEED DRIVES ACH550 4KW | 2804.2
65325084 | JUMPER FIXING BURNER AGA TWINHE | 26.9
65325086 | DOOR CPL. ECOMAXN/NC1200-1500 | 5502.1
65325087 | FLAME TUBE D107 L180HOUS.d160 ASIA | 82.7
65325088 | HOLDER HEAD MAIOR-OILFLAM 1800.1 | 218.4
65325089 | CROSSPIECE CENTRING HEAD MAIOR P1500.1 | 261.5
65325093 | FAN WHEEL D315/270X110 D42 | 381.2
65325094 | AIR RECYCLING D433/268 FAN WHEEL D315X110 MOT.15KW | 166.9
65325095 | HEAD OILFLAM-MULTIFLAM 300.1-600.1 TC L | 355.6
65325096 | HOLDER HEAD MAIOR-OILFLAM RIFL. | 146.7
65325097 | BAFFLE PLATE D230/60 15SL | 137.1
65325098 | SLIDING TUBE HEAD MAIOR-OILFLAM 3-6 | 255.6
65325099 | MOTOR PLATE SIMEL 200W | 15.5
65325101 | HEAD FIOUL MULTICALOR PR 170-200.1 TC | 583.6
65325102 | HEAD FIOUL MULTICALOR PR 170-200.1 TL | 583.6
65325103 | FLAME TUBE D125/108 L370 AISI430 | 127.2
65325104 | TUBE HOLDER T.L.1F.MAX18-30 D L 313 | 72
65325105 | CONNECTION ROD D8X409 M5 | 37.8
65325106 | COVER TAMPOGRAFATO MAX HOUSING D160 C-DRILLING | 73.9
65325107 | FLAME TUBE D107 L370 | 101.6
65325108 | TUBE HOLDER T.L.1F.MAX18-30 D L 313 | 72
65325109 | TUBE D4X1HEAD MAX-H | 16.6
65325110 | HOLDER NOZZLE CARRIER A 1F MAX 18 | 59.1
65325111 | OIL PUMP ASV 47 A | 140.9
65325112 | OIL PUMP AS 47 V AK | 140.9
65325113 | OIL PUMP ALV 35 A | 145.5
65325116 | KIT HEATING CABLE CPC1 L 3000 MM | 168.8
65325117 | KIT HEATING CABLE CPC1 L 10000 MM | 262.7
65325119 | CONTROL UNIT LMO 24.111 A2 | 147.9
65325120 | OIL PUMP AT3V 45 A | 201.6
65325121 | OIL PUMP AT2V 45 A+ C95472P0500 | 192.6
65325122 | MOTOR 0,74KW220/380V 60H/-3030 GMP | 494.8
65325123 | GAS VALVE MB-ZRDLE420 B01S20 RP1"1/2 | 1804.5977
65325124 | FLAME TUBE D192/155/180/158 L248 | 197.3575
65325126 | FLAME TUBE D102/114 L163 | 146.4
65325127 | SPACER L 63 HEX.17 OT/ATTACHE PRES | 43.2
65325128 | HOLDER PROTECTION PHOTOCELL | 67.2
65325129 | FLAME CUP D420/380/420/380 L467 | 1409.9
65325130 | FLAME TUBE D370/417 L205 | 450.9
65325131 | FLAME TUBE D240/271 L315 | 341.5
65325132 | THERMOSTAT CAP.L3000 110° A.542257 | 34.7
65325133 | ADJUST ROD HEAD MULTIFLAM 500.1-6 | 1026.4
65325134 | GASKET D3 L415 EPDM | 12.9046
65325135 | FAN WHEEL D500/285X169 D42MOT.11KW | 823.9
65325137 | NIPPLE GASTRAIN 2 L 120 FLANGIATO NE | 150.6
65325138 | IGNIT.ELECT.D8X61 d4/6,4 D3X31 130° 110V | 16.1
65325139 | O-RING D28X2 | 7.4
65325140 | FLAME TUBE D125/95 L165 | 221.2
65325141 | CONTROL UNIT LGB 21.130 A17120/60 | 352
65325142 | GAS NOZZLE HEAD MAX GAS 170 LPG LN ICI | 37.4
65325143 | BAFFLE PLATE D95/25X10 8SL 2DRIL. | 36.2
65325144 | FIRING HEAD BLU 350.1 ICI | 102.8
65325145 | ROD HEAD BR. MAX GAS 170 ICI | 39.1
65325146 | AIR FLAP INLET AIR MAX GAS PAB | 88.8
65325147 | HOLDER ACTUATOR MAX GAS PA | 59.4
65325148 | MOTOR 0,075KW110V D12,7 M42/2069-32 | 211.1
65325149 | ACTUATOR SQN 31.151 A1700 4,5S | 1137.2
65325150 | COVER CABLE GLAND/MAMMUT "MAX" | 8.9
65325152 | AIR BOX 83X59X140 D120 2 STAGES | 67.2
65325153 | GAS NOZZLE FIRING HEAD MAX GAS 40/120 | 27.5
65325154 | SPACER FOR FAN WHEEL PUNKER MAX | 13.9
65325155 | IGNITION ELECT.D10X100 d6,4 D3X61 70°R+L | 39.1
65325156 | COVER MAX GAS 40 RED | 53.2
65325157 | CAP OF PROTECTION ISOLANT PLASTIC | 8.5
65325158 | BAFFLE PLATE D93/24 10/20SL | 128.6
65325159 | FLANGE FL115 RP1/2" INLET | 83.2
65325160 | FLANGE FL115 RP1/2" OUTLET | 74.6
65325161 | UNION A Y 90> MASC. 6000 1-8 ART.8780 | 23.7
65325162 | OIL HOSE TEFLON 1-4F90 8L-M+1-4OR L 370 | 73.2
65325163 | OIL HOSE TEFLON 1-4F90 8L-M+1-4OR L 210 | 69.4
65325164 | OIL HOSE TEFLON 1-4 M+1-4 M NUT+OGI | 59.1
65325165 | ELASTIC RING D6X0,7 | 3.4
65325166 | OIL HOSE HEAVY OIL 1-2-1-2 L 500MM (180°C 3 | 104.4
65325167 | OIL HOSE HEAVY OIL 3-4-3-4 L 650MM (180°C 3 | 194.8
65325168 | OIL HOSE DE=6 FGD+FGD90^ 1-4 L.550MM | 58.8
65325169 | UNION CL ART. 1020 1-4-3-8 NUT+NOSE CONE | 32
65325170 | RUBBER FUNNEL 34X15X12 CIECO 50 SHORE A | 8.8
65325171 | RUBBER FUNNEL 34X15X12 - 2XD.3,25 50 SHORE A | 8.8
65325172 | RUBBER FUNNEL 34X15X12 - 2XD.6,20 95 SHORE A | 8.8
65325173 | ONE WAY SHUTTER/HEAVY OIL ART.FZVR13 1/2 | 158
65325175 | FIRING HEAD MULTICALOR 140 TC HOUSING D 260 | 831.3
65325177 | BAFFLE PLATE D195/62X15 8SL | 235.8
65325179 | FLAME TUBE D216/270/204 L461 | 756.3
65325180 | NIPPLE FLANGE LOCK PUMP T5 MOTOR 4K | 390.3
65325181 | FIRING HEAD BLU 2000.1 LN | 847.7
65325182 | TERMINAL OUTLET GAS HEAD BLU 2000.1 LO | 152.7
65325183 | SQUARE HOLDER ACTUATOR MAX GAS 170-25 | 16.2
65325184 | ADJUST ROD HEAD BLU 8000.1 TS | 166.2
65325185 | COVER INFERIEUR TS F.260 HT | 299.4
65325186 | FIRING HEAD AB OIL.TS80 TLHT ZB | 234.2
65325187 | BAFFLE PLATE D170/50X10 8SL 4DRIL. | 289.5
65325188 | GROUP NEEDLE OILFLAM TS 50.1-120.1 TL HT | 221.2
65325189 | IGNITION ELECT.D10X100 d6,4 D3X53 65°R+L | 37.5
65325193 | OIL HOSE L MT.0.5 ATT.M-F 3-4/EAUM | 66.8
65325194 | UNION C-GAINE 1-2X3-8X117 IDROFLAM 50- | 68.5
65325196 | HYDRAULIC BREAK MB-ZRDLE 415-420 | 239.7414
65325197 | O-RING D14X3 NBR | 3.5
65325198 | HOLDER ASS.X CASS.PORTA COMP.ELET. TIPO | 109.6552
65325199 | STOPPER THREAD COVER INT. MM.57,5 2 | 4.4
65325200 | GROUP HEATER OILFLAM 80.1 230-400-50 | 1282.4
65325204 | MOTOR 1,5KW480V D19 60H B5 | 540.4598
65325205 | SQUARE HOLDER MOTOR PUMP TA3 OILFLAM | 51.7
65325206 | MOTOR 0,55KW277/480V D12,7 60H | 543.6
65325207 | PRESSURE CONTROLLER 1/2 FG1B 15 | 208.9
65325209 | MOTOR 0,37KW220V GMP | 354.3
65325210 | MOTOR 0,55KW230/400V D12,7 T43-3011-54 | 390.9
65325211 | PLUG AIR PRESSURE M6X0,75 L23+UNION (X2) | 35.1
65325212 | IGNITION ELECT.D10X100 d6,4 D3X62 70°R+L | 38
65325214 | PRESSURE CONTROLLER 1 FG1B 25 | 220
65325215 | MOTOR 18,5KW380V D42 60H E12 IE2 | 3417.6
65325216 | FAN WHEEL D530/355X180 D42MOT.18,5KW | 1131.4943
65325217 | COVER INF.HEAD SEPAREE D380 | 103.9
65325218 | COVER HOLDER HEAD SEPAREE D380 | 135.8
65325219 | COUPLING D48/38/12X56 | 136.8
65325220 | UNION SOCKET AIR L 32 RP1-4'E1-8' FO | 24.2
65325221 | REDUCTION SLEEVE SOCKET AIR L 18 1-8 HEX.10 | 20.3
65325222 | IGNITION ELECT.D10X100 d6,4 D3X50 50°R+L | 37.5
65325223 | GAS CONN.VALVE/FLANGE 102X70 D40L150 90° | 80.9
65325224 | GAS CONN.VALVE/FLANGE 100X86 D40L150 90° | 84.2
65325225 | GAS CONN.VALVE/FLANGE 60X60 D40 L150 90° | 77.6
65325227 | NOZZLE CARRIER SEAT FUEL-STOP | 65.2
65325228 | NIPPLE FER 1-2 (FIG.268) | 10.4
65325229 | BAFFLE PLATE D300/88 8SL 4DRIL. | 229.8851
65325230 | PHOTOCELL QRB 1B A033B40B | 52.8
65325231 | CONTROL UNIT LME 21.230 A2 | 237.2
65325232 | CONTROL UNIT LME 22.232 A2 | 237.2
65325233 | CONTROL UNIT LME 22.233 C2 | 237.2
65325234 | CONTROL UNIT LGA 52.171 B27 | 280.2299
65325237 | CONTROL UNIT LFL 1.335 | 638.9
65325238 | GAS NOZZLE D21,7/4,2X8 4 DRILL. D2 | 34.3
65325239 | GAS NOZZLE D21,7/4,2X8 4 DRILL. D1,5 | 34.3
65325240 | NEEDLE FOR IGNITION ARC MAX GAS 40/120 | 5.2
65325242 | IONISATION PROBE D8X61 d4/6,4 D3X30 | 10.6
65325243 | IGNITION ELECTRODE D8X61D4/6,4D3X12 130° | 16.1
65325244 | FIRING HEAD LONG MAXFLAM D160 | 610.4
65325245 | FLAME TUBE D115/130/120 L347HOUS.d160 | 154.9
65325247 | MOTOR 1,5KW230/400V 2800 tr/mn GMP IE3 | 839.1
65325249 | HOLDER HOLDER OIL HOSES BURNER MAIOR | 20.3
65325250 | SQUARE HOLDER IGNITION TRANSFO. ELECTRONIQUE COFI TRK1 | 15.5
65325251 | HOLDER E-BCU+IGNITION TRANSFO.MAX D120R | 6.4
65325252 | IGNITION CABLE D4/D4 L300 AP | 15.2
65325253 | IGNITION CABLE D4/D4 L350 AP | 15.2
65325254 | COVER RED ECOFLAM MAX 4-12 | 35.9
65325256 | COVER RED ECOFLAM MAX GAS 70-120 | 34.8
65325259 | IONISATION CABLE CFR611/CLP3,9 L160 | 7.1
65325260 | IONISATION CABLE CFR611/CLP3,9 L300 | 8.5
65325261 | IONISATION CABLE CFR611/CLP3,9 L380 | 9.5
65325262 | IONISATION CABLE CFR611/CLP3,9 L260 | 8.2
65325263 | IGNITION CABLE D4/D4 L450 AP | 21.3
65325264 | IGNITION CABLE D4/D4 L400 AP | 15.2
65325265 | TOOL PACK N.1 - RAYBURN 400K-400K PF | 54.9
65325266 | TOOL PACK N.8 - RAYBURN 8120K | 84.8
65325268 | COVER SIDE AIR MAX D200 OIL | 48.9
65325269 | ACTUATOR STA 4,5.BO37/6 3N30 L | 351.9
65325270 | KIT REPLACE FILTER GFK 40-51 | 300.1149
65325271 | CAPACITOR 20µF | 73.6391
65325272 | FAN WHEEL D200/166X80 D19 | 127.1
65325273 | FLAME TUBE D125/120/95 L197 | 129.5
65325274 | FLAME TUBE D125/120/95 L297 | 129.5
65325275 | COVER NEUTRE BLU RAL 5010 MAX HOUSING D160 | 44.9
65325276 | TOOL PACK N.9 - RAYBURN 8150K | 91.3
65325277 | IGNITION CABLE D4/D4 L510 AP | 24.1
65325278 | COVER RED ECOFLAM MAX 15-30 1F | 46.7
65325280 | AIR BOX 225X208X104+BAND D32X631 | 206.6
65325281 | AIR BOX 225X208X104+BAND D32X631 | 206.6
65325282 | AIR BOX 225X208X104 | 185.5
65325283 | TANK CPL. MAXFLAM 30-50 | 601.7
65325284 | GROUP NEEDLE MAXFLAMD30-50AB TC | 179.8
65325285 | GROUP NEEDLE MAXFLAMD30-50AB TL | 260.7
65325286 | FLAME TUBE D89 L72 SILEN.TYP1 | 90.6
65325303 | GASKET/ALUMINIUM 90/112X68/90 TRANSFO. | 3.6
65325304 | STICKER ADJUSTMENT HEAD 40X15 POLES HOUSING D180- | 5.3
65325305 | STOPPER THREADED PG 13.5 | 3.6
65325306 | STICKER ADJUSTMENT AIR BLU 500-700 | 17.7586
65325308 | COUPLING D40/11,7X36 FAN WHEEL D200X84 | 208.9
65325309 | SWITCH THERMOSTAT 2455RC-9098-506 | 139.3
65325311 | FIRING HEAD MAXFLAM 50 2F TL | 1174.7126
65325312 | BAFFLE PLATE/ELECT.HOLDER MAXFLAM 30-50 2F | 138.2
65325314 | FLAME TUBE D142/160/137 L227 | 329.5
65325315 | FLAME TUBE D142/160/137 L347 | 360
65325316 | SHEET ADJUSTMENT AIR MAXFLAM D200 | 218.8
65325317 | GASKET/FLANGE 166/144X154/124X5 | 8.1
65325318 | COVER HOLDER ISOL.HEAD MAXFLAM D200 TC | 47.9
65325319 | COVER HOLDER ISOL.HEAD MAXFLAM D200 TL | 47.9
65325320 | COVER INF.ISOL.HEAD MAXFLAM D200 TC | 60.7
65325321 | COVER INF.ISOL.HEAD MAXFLAM D200 TL | 60.7
65325322 | PANEL CERAMIC HEAD MAXFLAM D200 | 10.1816
65325323 | MOTOR 1,1KW230/400V D19 IE3 L37 | 425.3
65325324 | SPACER ES 6 L33 (LONGUEUR ESA.=22)BLU | 8.5
65325325 | CABLE GAS VALVE+PLUG WIE. 6P+PLUG 4P VC | 87.4
65325326 | MOTOR 0,075KW230V D12,7 F125 Oil | 162.6
65325327 | MOTOR 0,075KW230V D12,7 F120 Gas | 162.6
65325328 | MOTOR 0,075KW230V D12,7 F120/R Gas | 158.9
65325329 | MOTOR 0,075KW230V D12,7 F100 Oil | 162.6
65325330 | GASKET/FILTER D46/37X1,5 HEAVY OIL | 6.5
65325331 | FIRING HEAD MAX 18 TL | 226
65325334 | TUBE PUMP /NOZZLE ROD D 6 X 1 NU KG-10 | 567.6
65325336 | O-RING 167 D63,5X3,53 | 6.4
65325340 | COVER BODY HO-TRON 6.13000 | 177.5
65325341 | MOTOR 37KW 400/690V D55 IE3 ELV BLACK | 6100.2
65325342 | THERMIC RELAY AEG B55K-043 30-43A | 226
65325343 | AIR BOX 640X760X394 D160 D71 | 1160.4
65325344 | MOTOR 5,5KW230/400V IE2 GMP | 1531.3
65325345 | IGNITION CABLE D7 L3000 | 22.9
65325346 | TUBE HOLDER HEAD BLU 7-8000.1 TL (+130MM) | 818.5
65325347 | ADJUST ROD HEAD BLU 7-8000.1 TL (+130MM) | 309.9
65325348 | TUBE GAS FLAMME PILOTE HOUSING D630 TL(+130) | 279
65325349 | FLAME TUBE D370/350/420 L660 | 1191.6
65325350 | MOTOR 7,5KW 400/690V D38 IE3 ELV BLACK | 1728.4
65325351 | MOTOR 4KW230/400V D28 E10 IE2 | 762.2
65325352 | ROD MAIOR 400.1 PR F.FL.1200MM | 103.6
65325353 | MOTOR 1,1KW230/400V 60H IE2 GMP | 962.5287
65325355 | FLAME TUBE D240/270/320/290 L1260 | 1169.7
65325356 | MOTOR 1,1KW230/400V IE3 GMP | 797.7
65325357 | MOTOR 5,5KW230/400V D38 E11 IE2 | 1080.3
65325358 | GAS CONN.VALVE MAX D200 R1"1/2 | 102.6
65325359 | SPACER -HOLDER HOUSING/CASING AIR MAX GAS 70-1 | 9.8
65325360 | FIRING HEAD BLU 4000.1 TC | 1081.1
65325361 | FIRING HEAD BLU 5000.1-6000.1 TC | 1119.3
65325362 | FIRING HEAD BLU 5000.1-6000.1 TL | 1136
65325363 | RING URX A.PA002 | 177.2
65325364 | TUBE JACK D4X200/230/150 90° ST.2 | 25.8
65325365 | FIRING HEAD BLU 15000.1-18000.1 TC | 4101.9
65325366 | FIRING HEAD BLU 7-8-12000.1 TC | 1991.4
65325367 | FLAME TUBE D102/83 L155 | 94
65325368 | FIRING HEAD BLU 10000.1 TC | 1997.3
65325369 | MOTOR 1,5KW230/400V 1400 tr/mn GMP | 1173.8
65325370 | IGNITION CABLE D4/D4 L600 AP | 17.8
65325372 | ELASTIC RING D14 UNI 7436 | 3.4
65325374 | FIRING HEAD MAX 30 TC | 248.2
65325375 | FIRING HEAD MAX 30 TL | 248.2
65325376 | FIRING HEAD MAX 15/MAX 15 AB TL | 244.4
65325377 | OIL PRESS.SWITCH KPS 39 1/4" F | 617.7
65325378 | ADJUST ROD HEAD MULTIFLAM 500.1-6 | 264.2
65325379 | RESISTOR SEC 24 KW 440 V 60 H | 2577.8
65325380 | CABLE+PLUG 6P/EUROST L1370 | 13.2
65325381 | STICKER EACOON 130X30 FOR COVER | 10.4
65325382 | PIPE D6X1.5 AISI PREL.PRESSURE L 185 | 62.4
65325383 | KIT CASING HOUS.260BLU 500.1-1200.1 | 327.6
65325384 | UNION/OIL HOSE M-M 1X1-2 | 44.8
65325385 | SHUTTING SHEET SCREWS ADJUSTMENT AIR 1 FLAMME | 8.7
65325386 | COUPLING D24/12X15 STARRY | 184.6
65325387 | COUPLING SUNTEC PUMP J-AJ-E | 230.2
65325388 | CAPACITOR 0,15µF KNB1532 27X15X6,4 | 10.4375
65325389 | COVER GREY MAX D120R | 24.6
65325391 | CONNECTING RING D26/8X17/ACTUATOR-FLAP | 138.5
65325392 | CABLE DISPLAY AGV50-100 | 78.5
65325393 | SPACER ACTUATOR MAX D200 PR LMV | 39.3
65325394 | PLUG SIEMENS AGG3-131 | 358.1
65325395 | BODY GASVALVE MAX D200 PR LMV | 277.3
65325396 | SHEET INDEX ADJUSTMENT GAS MAX D200 PR LMV | 57
65325397 | SHEET CONTROL PANEL MAX D200 PR LMV | 96.6
65325398 | HOLDER FOR CONTROL UNIT LMV27 | 121.1
65325400 | FIRING HEAD MAX 1 TC | 205.9
65325401 | FIRING HEAD MAX 1 TL | 213.9
65325402 | FIRING HEAD MAX 1 R TC | 251.7
65325403 | FIRING HEAD MAX 1 R TL | 213.9
65325404 | GAS VALVE GB-LE055 D01S20 RP1/2" | 253.3563
65325405 | ACTUATOR SQN 14.140 B9 | 604.1483
65325406 | MOTOR 1,1KW230/400V D19 IE3 L40/PUMP D54 | 453.3
65325407 | PIPE OF CENTRING FOR PUMP TA5 CASS | 122.2
65325408 | TOOL PACK N.4 - RAYBURN 480K | 78.4
65325409 | TOOL PACK N.5 - RAYBURN 499K | 78.4
65325410 | TOOL PACK N.11 - RAYBURN 600 SERIES COOK | 103.1
65325412 | FLAME TUBE D89/98 L320 | 228.7
65325413 | ROD MAX 12 FUORI FLANGE+200MM | 89.3
65325414 | MOTOR 2,2KW230/400V D24 B5 IE3 | 513.1
65325415 | FIRING HEAD OIL.D120.1 SPECIALE | 289.2
65325416 | FLAME TUBE D168 L290HOUS.d260 SPECIAL | 278.5
65325417 | GROUP SHAFT NEEDLE | 124.7
65325418 | IGNITION ELECT.D10X100 d6,4 D3X90 45°R+L | 38.1
65325419 | AIR BOX 726X956X444 D710 | 1770.9
65325420 | MOTOR 45KW230/400V D55 IE3 | 5950.4
65325421 | HOUSING PROT.CAM SEULE MULTIFLAM | 80.7
65325422 | FLAME TUBE D108/112/102 L190 | 122.8
65325425 | STRAIGHTUNION 1-8 TUBE 6X4 (MW2301001) | 14.8
65325426 | UNION ELBOW 1-8 TUBE 6X4 (MW2305001) | 10.4
65325427 | MANOMETER CEWAL R1-8 D40 0-16 BAR 914415 | 21.9
65325428 | HOLDER LEVER CONTROLLER BUTTERFLY VALVE | 29
65325429 | TANK HEATER M.FLAM 170.1/200.1 GEFRAN | 794.5
65325431 | NEEDLE CONTROL NOZZLE D6/14 M8 L520 | 124.7
65325432 | TUBE FLANGE G2 MULTIFLAM 170.1/200.1 | 254.3
65325433 | SHELL BURNER OC2 | 286.4
65325434 | GASKET/FILTER 284X238X12 D92 OC2 | 40
65325435 | OIL FILTER 1-4 ART.70452-0015APS(AL. | 54.2
65325436 | AIR FLAP LOCK OC2 | 86.8
65325437 | AIR RECYCLING OC2 | 42.8575
65325438 | SQUARE HOLDER CONTROL UNIT/IGNITION TRANSFO. | 75.5
65325439 | CONTROL UNIT AZL 21.00A9 | 261.7
65325440 | CONTROL UNIT LMV 27.100 A2 | 877.1
65325441 | WARNING LIGHT OMEGA KL09248X2BR | 28.8
65325442 | FLANGE 110X82 RP2" | 147.9
65325444 | STOP RING D70/16,5X6/FAN WHEEL | 18.6
65325445 | FIRING HEAD TS 800 | 4259.9
65325446 | BAFFLE PLATE D360/84X63 24SL | 1662.3
65325447 | TUBE STABIL.GAS HEAD TS800 | 253.3
65325448 | COVER AIR REDUCER D150 | 254.9
65325449 | GAS HEAD FLAMME PILOTE COD.168.881.2635 | 887.5
65325450 | TUBE OUTLET GAS HEAD TS 800 | 246.5
65325451 | FLAME TUBE D720/617 L340 | 2383
65325452 | ROD HOLDER TC-TL HEAD SEPARATA D260 | 232.2
65325453 | PHOTOCELL RAR 9 FLANGE+COLLAR | 279.9
65325454 | MOTOR 2,2KW440V 60H IE2 GMP | 846.5
65325455 | COUPLING D42X26 PUMP/MOTOR STARRY | 52.5
65325456 | SPINDLE / AIR FLAP 12X12X724 | 142.8
65325457 | COVER GREY STELLA 4134 | 67.1
65325458 | STOPPER COVER RED MAX 15-30 1F | 3.7
65325459 | NIPPLE GASTRAIN 2 L 250 FLANGE BLU | 201.6
65325460 | GASKET/GASTRAIN 107X88X2 D58 | 18.5
65325462 | WIRING MULTICALOR 170.1-200.1 AB CE ( | 976.9
65325463 | ROD HOLDER HEAD TC BLU 170-250 TYPE | 97.3
65325464 | TUBE SOCKET PRESS. TC D8X1 L 182 BLU 120. | 63.5
65325465 | SOLEN. VALVE LUC 121G2520 G1/2" | 829
65325466 | NIPPLE GASTRAIN M.FLAM 5/600.1 FL.DN81 | 375.6
65325467 | SPINDLE / LEVER D10X370 M8 | 102
65325468 | HEAD M.-OIL.1500.1-1800.1-2000.1 L 605 | 1254.2
65325469 | TUBE HEAD MULTIFLAM 1500-1800-2000.1 | 173.3
65325470 | TUBE FLANGE SLIDING HEAD OIL.1800.1 | 277.3021
65325471 | HOUSING 125 MINOR 14 DRILLING D.102 | 175.3368
65325472 | FIRING HEAD MAIOR P 200.1 AB HS TL | 586.3
65325473 | MOTOR 2,2KW380V 60H IE2 GMP | 846.5
65325474 | IGNITION TRANSFO. T8 2X8 120V | 255.5
65325475 | CONTACTOR 11 BG09 10 A110 | 90.6
65325476 | CONTACTOR BF12 10 A110 | 130.9
65325477 | CONTACTOR BF32 00 A110 | 221.2
65325478 | COIL SBE FOR CLOSING NEDDLE 120V | 1343.8
65325479 | KIT SILENCER HOUSING D320 WHITE | 800.5
65325480 | RESISTOR D 6,5X52 30W 110V | 342
65325481 | RESISTOR D 12X58 W50 110V | 173.6
65325482 | COVER HOUSING D320 OILFLAM HO-TRON | 126.8
65325483 | AIR BOX 320X395X274 D145 D54 | 665.8
65325484 | WARNING LIGHT LYVIA 10X28 BA9S 110V | 17.6
65325485 | COVER PLASTIC/ACTUATOR MOD.662R2111 | 153.9
65325486 | GROUP HEATER OILF300.1 230-400-50-60 | 4669.2
65325487 | CONTROL UNIT TCH E-BCU BM2 | 223.7
65325490 | EXTENSION MODULE BCS EM1 | 1205.7
65325493 | TUBE HOLDER HEAD D14 L 75 AZUR 40 NATURAL GAS.TC | 15.7
65325494 | ACTUATOR SQM 50.480 30S 120V | 1388.6
65325495 | HOUSING DRILLING D.100 M.1 MONOFLAME SNORK | 102.8
65325496 | LEVER BOND ACTUATOR-LEVER INT. MAIOR-O | 25
65325497 | PROTECTION CASING AIR HOUSING D3 | 183
65325499 | FLAME TUBE D137/99 L384 | 209.3
65325501 | IONISATION CABLE CFR611/CLP3,9 L450 | 10.2
65325504 | SQUARE EL.LUME H=500 L 400 P=200 IP65 | 378.1
65325505 | ADJUST ROD TC M.FLAM 5/600.1 TS HT ZB | 262.2
65325506 | FIRING HEAD 1M 1R D12 L 950 ZB | 612.9
65325507 | TUBE HEAD M.FLAM HOUSING D380 TS HT ZB | 224.6
65325508 | NEEDLE CONTROL NOZZLE D6/14 M8 L1160 | 139.3
65325509 | NOZZLE ROD HO-TRON 4.3000 R KN 110-61 | 3953.3
65325510 | KIT BODY GASVALVE 4 | 299.6
65325512 | FIRING HEAD MCALOR 170.1-200.1PR-AB TL | 1997.5
65325513 | O-RING D14X3 VITON | 5.1
65325514 | COVER INF.HEAD SEP.F.D710 (WHITE) | 258.7
65325515 | COVER HOLDER HEAD SEP.F.D710 (WHITE) | 275.4
65325516 | ONE WAY SHUTTER/MAIOR PR-MD A.FZVR13 1 | 168.8
65325517 | MOTOR 1,5KW230/400V IE3 GMP | 834.4
65325518 | GLASS WOOL MM 25X25 ART.09040125 | 417.7
65325519 | KIT CONVERSION PUMP SUNTEC AS IN AN | 74.6
65325520 | PROTECTION CASING AIR HOUSING D630 | 262.7
65325521 | MOTOR 2,2KW230/400V IE2 GMP IP55 | 990.5
65325522 | SPHERIC VALVE GE2GGT35011A000 | 115.7
65325523 | 3 WAY VALVE GE3GGT33011A000 | 198.7
65325524 | FILTER SELFCLEANING 21008/03 | 275.8
65325525 | HOLDER ELECTRICAL BOX MAX D201 | 96
65325526 | KIT BOILER DOOR ECOMAX N-NC 750-870 C | 3558
65325527 | TUBE JACK/SOLEN.VALVE-2 D4X165/150 90° | 25.8
65325528 | COVER RED ECOFLAM MAX 1 | 41.5
65325530 | TANK HEATER HEAVY OIL 30KW FOR 3143056 | 14486.5
65325531 | ELBOW REDUC.F-F RP1 1-2X1 (FIG.90-R) | 45.5
65325532 | REDUCTION SLEEVE M-F 2 - 1"1/2 (FIG.241) | 18.2
65325533 | NIPPLE REDUC.M-F 1 1-2X1 (FIG.246-R) | 36.4
65325534 | MOTOR 1,5KW230/400V D24 60H IE2 | 572.9
65325535 | GROUP CONTROLLER+CAM MAIOR PR300.1-600.1 | 1355.6
65325536 | FLAME TUBE D89/68 L105 | 80.7
65325545 | SHEET ADJUSTMENT AIR BOX MAXFLAM 30 | 48.3
65325546 | WIRING BLU 1700.1-2000.1 PR-MD LGB.22 | 472.6
65325547 | TOOL PACK N.13 - RAYBURN 680K | 65.4
65325548 | AIR RECYCLING TRIANCO NYLON CARICATO VETR | 25
65325549 | HOLDER GROUP CAM SEULE | 185.7
65325550 | CASING HOUS. D260 FLAP-JACK -AL | 307.8
65325551 | KIT BOILER DOOR ECOMAX N-NC 351 | 2499.9
65325552 | FLAME TUBE D89 L98 SILEN.TYP2 | 101.6
65325553 | SHEET RING/CONV. HO-TRON 6.13000 | 239.6
65325554 | KIT SILENCER HO-TRON 6.13001 | 1734.2
65325555 | GASKET/SHUTTER RP3/4'' | 4.1
65325556 | O-RING 112 D9,92X2,62 VITON | 5.4
65325557 | O-RING 114 D11,11X1,78 VITON | 17.2
65325558 | GASKET BLOCK 50X41/36X1,5 | 3.7
65325559 | GASKET BLOCK 52,9X48,7X1,5 | 12.9
65325560 | O-RING 2100 D25,12X1,78 VITON | 7.6
65325561 | GASKET/SHUTTER RP3/8'' | 3.5
65325562 | RESISTOR 44 KW 440 V 60 H | 3145.1
65325564 | FAN WHEEL D540/317X199 D48 | 2174.3
65325565 | ROD HEAD M.FL.700-1200 F.FL.800 ZB | 166.2
65325566 | NEEDLE CONTROL NOZZLE D6/14 M8 L1030 | 139.3
65325567 | FIRING HEAD 2M 2R ╪12 L 820 ZB | 806.5
65325568 | FIRING HEAD M.F.1000 FFL.800 ZB | 940.2
65325569 | FIRING HEAD MAIOR P 500.1-600.1 PR TL | 586.3
65325570 | SWIRLER GT2200-RPZZ2027 P1SL | 247.9
65325571 | COVER HOUSING D380 (WHITE) | 212
65325572 | AIR BOX 384X482X344 D145 D54 | 757.3
65325573 | BODY SILENCER ASS.HOUS.D380 (WHITE) | 1798
65325574 | GAS HEAD D100/33X65 42 DRILL.D4 | 213.7
65325576 | FIRING HEAD MAIOR P300.1 PR TC FUS D320 | 637.7
65325577 | FIRING HEAD MAIOR P300.1 PR TL FUS D320 | 637.7
65325578 | FIRING HEAD MAIOR P400.1 PR TC FUS D320 | 635.3
65325579 | FIRING HEAD MAIOR P400.1 PR TL FUS D320 | 635.3
65325580 | COIL SIR ZB10A 230V 50/60H | 79.2
65325581 | CABLE MOTOR+PLUG 3P 3X0,5 L570 | 14.5
65325582 | FIRING HEAD MINOR 1 COOKER STANLEY | 189.1
65325583 | AIR FLAP HOUSING D380 378X109 C-BATTUT | 68.5
65325584 | AIR FLAP HOUSING D380 378X130 C-BATTUT | 68.5
65325586 | AIR BOX D200 BLACK | 112.4
65325587 | MOTOR 1,1KW380V D19 60H IE2 | 509.4
65325588 | GASKET/BURNER FLANGE D400X10 6 DRIL. | 126.1
65325589 | GASKET/BURNER FLANGE D320X10 4 DRIL. | 96.9
65325590 | GAS ELBOW HEAD D31/40/36X97/60 90° | 62.8
65325591 | TUBE PUMP /SOLEN.VALVE.1 D6X91/124,5 90° | 10.5
65325592 | FIRING HEAD MINOR 1.1 BR | 213.9
65325594 | FIRING HEAD BLU 1700 TC LPG ZB | 460.6
65325595 | GAS NOZZLE BLU 1700-6000 LPG ZB | 146.4
65325596 | FIRING HEAD BLU 3-6000 TCLPG ZB | 623
65325597 | SLIDING TUBE HEAD OILF.TS 200.1 TL ZB | 121
65325598 | HOLDER HEAD OILFL.TS 200.1 TL ZB | 279.5
65325599 | FLAME TUBE D89 L72 COOCKER WATSON | 66.1805
65325600 | AIR PRESS.SWITCH DL 5 K 0,4-5MB | 254.0667
65325601 | AIR PRESS.SWITCH DL 2 E-1AGA | 113.6
65325602 | MOUNTING KIT DL2EAGA (400G) RG4M997629 | 36.6
65325603 | NOZZLE ROD 1/4X 750MM LONG LIFE | 53.2
65325604 | NOZZLE ROD 1/4X1000MM LONG LIFE | 59.8
65325605 | NOZZLE ROD 1/4X 420MM LONG LIFE | 53.9
65325606 | NOZZLE ROD PTFE 41000 750MM | 66.7
65325607 | GAS ELBOW 1/8M X 1/8F ELBOW | 33.1
65325608 | PRESSURE GAUGE REDUCER | 25.4
65325609 | NOZZLE ROD 1/4FX1/4 NOZZLE ROD | 62.3
65325610 | IGNITION TRANSFO. ZT812 L1000 | 227.3
65325611 | IGNITION TRANSFO. ZT812 L1500 | 240.7
65325612 | SOLEN. VALVE STEM FOR BFP (071N0050) | 132
65325613 | LD 270MM CABLE BHO60 (057H7080) | 84.531
65325614 | LD 500MM CABLE BHO60 (057H7081) | 67.3644
65325615 | LD 800MM CABLE BHO60 (057H7079) | 85.8333
65325616 | LDS 500MM CABLE BH060 (057H7085) | 67.3644
65325617 | LDS 270MM LNG/HSG BHO60(057H7086) | 85.8333
65325618 | LDS 520MM LNG HSG BHO60(057H7087) | 96.8437
65325619 | LDS 350MM STD HSG BHO60(057H7091) | 85.8333
65325620 | CLAMP BHO60 SERIES (057H7072) | 11.7
65325621 | FLANGE PHOTOCELL BHO60 057H7071 | 20.8
65325622 | PHOTOCELL BHO 11/12 L2000 | 85.8333
65325623 | CONTROL UNIT DKO 972 MOD5 | 235.9
65325624 | CONTROL UNIT DKW 972 MOD5 | 377.5
65325625 | CONTROL UNIT DKG 972 MOD5 | 366.6
65325626 | CONTROL UNIT DDKG 972 MOD10 | 366.6
65325627 | CONTROL UNIT MMI 810.1 MOD43 | 724.4
65325628 | CONTROL UNIT MMI 810.1 MOD40/34 | 724.4
65325629 | CONTROL UNIT MMI 813.1 MOD23 | 724.4
65325630 | CONTROL UNIT MMG 810.1 MOD43 | 724.4
65325631 | CONTROL UNIT MMG 810.1 MOD45 | 1214.1
65325632 | CONTROL UNIT TMG 740-3 MOD43/35 120/60 | 1237.6
65325633 | CONTROL UNIT TMG 740-3 MOD43/35 | 1641.1
65325634 | CONTROL UNIT TMO 720-4 MOD35 | 706.4379
65325635 | PLUG-IN BASES720G TMG | 171.7
65325636 | PLUG-IN BASE US 930 | 156.5
65325638 | KIT PHOTOCELL MZ 770S A.50050U L500 | 107.6
65325639 | PHOTOCELL MZ 770S TYP 50008U | 90.6
65325640 | PHOTOCELL MZ/FZ L1000 PLUG+CABLE | 48.9
65325641 | PHOTOCELL UVZ 780 RED | 381.3793
65325642 | PHOTOCELL UVZ 780 BLU | 381.3793
65325643 | CONTROL UNIT DMG 970 MOD 2 | 443.3736
65325644 | ADAPTER AGR450240650 UV BULB | 711
65325645 | PHOTOCELL QRB 1A A150B70A2 L1500 | 114.4
65325652 | NOZZLE BOX (030-0058) | 95.5
65325671 | OIL PUMP BFP 11 L3 L1 071N0141 | 252.069
65325672 | OIL PUMP BFP 11 R3 R1 071N0155 | 252.069
65325673 | OIL PUMP BFP 20 L3 L/R2 071N0168 | 252.069
65325674 | OIL PUMP BFP 20 L5 L/R2 071N0126 | 322.5
65325675 | OIL PUMP BFP 20 R3 L/R2 071N0169 | 252.069
65325676 | OIL PUMP BFP 20 R5 L/R2 071N0129 | 361.2103
65325678 | OIL PUMP BFP 21 L3 L/R1 071N0156 | 262.7
65325679 | OIL PUMP BFP 21 R3 L/R1 071N0157 | 252.069
65325680 | OIL PUMP BFP 21 L5 L/R2 071N0172 | 265.6322
65325681 | OIL PUMP BFP 41 L3 L1 071N1213 | 252.069
65325682 | OIL PUMP BFP 52E L3 071N2201 | 446.6667
65325683 | FLANGE HUB+SCREWS 32-54MM BFP | 54.9
65325684 | RING FILTER (BFP11)+O-RING BFP(071N0063) | 58.8
65325685 | CARTRIDGE FILTER+ O RING BFP (071N0064) | 48.4
65325686 | OIL PUMP RSA 28 CW | 598.6
65325687 | OIL PUMP RSA 40 ACW 42552 | 579.7
65325688 | OIL PUMP RSA 60 ACW | 579.7
65325689 | OIL PUMP RSA 60 ACW 42552 | 579.7
65325690 | HEATER IN-LINE ADAPTOR (030N0499) | 84.4
65325691 | ACCESSORIE BAG EBI/52L (052F0061) | 83.6
65325692 | HEATER FPHB 10 (030N1221) | 399.4506
65325693 | FAN LIMIT STAT L4064 R1134/U | 197.4
65325694 | GAS VALVE CG10 R70 DIW6B | 271
65325695 | BALLOFIX VALVE 40940 RG4M998361 | 221.2
65325696 | BURNER FLANGE D166 HOUS.D260 | 80
65325697 | PLATE CASING AIR HOUSING D260-280 | 50.6
65325700 | COVER GREY CALYPSO 5040 | 34.3
65325701 | BAFFLE PLATE D200/122X20 8SL 7+4DRIL. | 251.6
65325702 | MOTOR 1,5KW230/400V D24 IE3 | 624.2
65325703 | COVER RED BM2 MAX GAS 170-250 | 122.4
65325704 | COVER RED BM2 MAX GAS 70-120 | 108.1
65325705 | CONTROL UNIT AZL 52.09B1 DISPLAY"RU" | 1429.9
65325706 | GAS VALVE VK4125 A1017 | 220.6805
65325707 | ADAPTER USB/RS232 | 259
65325709 | IGNITION CABLE C225 H | 123.2448
65325710 | PREMONTAGGIO CAMMA MAX GAS 350 | 623
65325711 | HOUSING DRILLING D.260 GAS BLU 500.1-1400. | 272.6
65325712 | CONTROL UNIT LFL 1.335 A17 110/60 | 974.5
65325713 | HOLDER HEAD M.F.700-1200 F.FL.800 ZB | 444.8
65325714 | FLAME TUBE D370/350/320/420 L860 | 1793.2
65325715 | SLIDING TUBE HEAD M.FL.1000 F.FL.800 ZB | 121
65325716 | HOLDER HEAD BLU 7-12000 F.FL.800 ZB | 641.3
65325717 | ADJUST ROD HEAD BLU 7-12000 F.FL.800 ZB | 180.7
65325718 | FLAME TUBE PILOTE BLU 7-12000 F.FL.800 | 199.9
65325719 | FLAME TUBE D370/350/320/420 L860 | 1793.2
65325720 | GAS VALVE VGD40 150 DN150 | 10137.1
65325721 | FLAME TUBE D370/350/300/420 L860 | 1793.2
65325722 | KIT BODY GASVALVE 3 HOUSING D381 | 299.6
65325723 | MOTOR 0,1KW110V D12,7 | 260.7
65325724 | MOTOR 0,25KW110V D12,7 CD41/2197-32 | 269.7
65325725 | IGNITION TRANSFO. TRG1035 US 120V 60H | 128.4
65325726 | AIR PRESS.SWITCH AA A2-6-3 | 270.1
65325727 | GAS VALVE DMV-DLE701 622A | 2983.5
65325728 | PHOTOCELL QRA4 U | 333.7
65325729 | ACTUATOR SQM 40.165 R11 | 880.7
65325730 | OIL PUMP AT2V 45 A+ C 120V | 273.6
65325731 | OIL PUMP AS 67 B 74493P0500 120V | 260.4
65325732 | SOLEN. VALVE DEL F84 110V60H | 150.3
65325733 | COVER BLACK NEUTRE MAX1 | 40.9
65325734 | GASKET ADHESIVE SILICONE | 28
65325735 | UNION CL ART. 1253 SOCKET 1/4 | 4.5
65325736 | PLATE HOLDER PHOTOCELL | 24.8
65325738 | FLAME TUBE D138 L380HOUS.d180 | 143.4
65325739 | PHOTOCELL QRB 1B C036B40A | 63.3333
65325740 | MOTOR 15KW380V D42 60H E12 IE2 | 3490.8
65325741 | WIRING MAX 4/30 TW BACK V.30S | 234.8
65325742 | THERMIC RELAY AEG B55K-065 54-65A | 220.1149
65325743 | AIR BOX 320X395X274 BLACK | 757.3
65325744 | PROTECTION CASING AIR HOUSING D3 | 166.5
65325745 | HOLDER HEAD MULTIFLAM 700.1-1200.1 ZB | 303.9
65325746 | FIRING HEAD M.F.700.1-1200.1 ZB | 863.5
65325747 | TOOL PACK N.14 - RAYBURN 699K | 65.4
65325748 | TOOL PACK N.3 - RAYBURN 460K | 91.3
65325749 | COUPLING D24/50/12,7X36 | 152.7
65325751 | COUPLING D25X86 | 97.8
65325752 | FIRING HEAD OILFL.300.1 2F TL | 1750.8
65325754 | UNION CL ART. 2525 1-4-50 | 11.6
65325755 | UNION CL ART. 2070 1-2F-1-2F-1-2M | 35.9
65325756 | UNION CL ART.2010 3-8 ELBOW M-M | 17.8
65325757 | UNION CL ART. 2500 1/2 NIPPLE | 8.6
65325758 | UNION CL ART. 1250 1-4 D.8 | 35.5
65325759 | REDUCTION SLEEVE REDUC. ART. 2510 3-8-1-3 | 12.4
65325760 | REDUCTION SLEEVE CL 3-8F-1-4M ART.2105005 | 15.8
65325761 | UNION ELBOW 3-4 M-F ART.920092A05 | 38.7
65325762 | UNION CL ART. 2510 1/4-3/8 | 8.6
65325763 | UNION CL ART.2020 3-8 ELBOW M-F | 17.8
65325764 | FIRING HEAD MCALOR 170.1-200.1PR-AB TC | 1849.9
65325765 | UNION ELBOW HEAVY OIL 1-2 TUBE D.18 TN9 | 51.3
65325766 | UNION ELBOW HEAVY OIL 3-4 TUBE D.18 TN9 | 70.5
65325767 | STRAIGHT UNION HEAVY OIL 1-2 TUBE D.22 TN9 | 60.3
65325768 | UNION ELBOW HEAVY OIL 1-2 TUBE D.22 TN9 | 70.5
65325769 | STRAIGHT UNION HEAVY OIL 3-4 TUBE D.22 TN9 | 35
65325770 | UNION ELBOW HEAVY OIL 3-4 TUBE D.22 TN9 | 80.7
65325771 | ELBOW CL 1-4 D10 A-2205007 | 29.3
65325772 | STRAIGHT UNION HEAVY OIL 3-4 TUBE D.18 TN9 | 41.1
65325773 | STRAIGHT UNION HEAVY OIL 1-2 TUBE D.18 TN9 | 25.7
65325774 | ELBOW CL 3-8F-3-8F ART.2109003 | 28.2
65325775 | CONTROL UNIT TEH 211.00 | 223.7
65325780 | FIRING HEAD MAIOR P 500.1-600.1 PR TC | 586.3
65325781 | HINGE SQUARE LUME - HAG770894700 | 100.3
65325782 | LOCK PANEL LUME - HAG770891100 | 237.7
65325783 | MOTOR 0,74KW230/400V T41/3030 GMP | 558.046
65325784 | SOLEN. VALVE SUN SL1V2805 G1/8" 9W 230V | 51.3
65325785 | FAN WHEEL D180/154X81,6 D24 | 295
65325787 | WIRING MAX GAS 170/250 TW CONT.VENTIL. | 234.8
65325788 | HEAD A ROTULE M6 F-ART.EUPFIE 6 D | 28.9
65325789 | FLAME TUBE D215/200/155/172 L400 | 321.9
65325790 | FLAME TUBE D215/200/155/172 L600 | 456.9
65325791 | 3 WAY VALVE TYPE DOE, BDA 230-50-60 | 336.5
65325792 | GROUP HEATER OILF200.1 230-400-50-60 | 1936
65325793 | FIRING HEAD M.C.170-200TC CILE | 460.6
65325794 | FIRING HEAD M.C.170-200TL CILE | 460.6
65325795 | GAS NOZZLE D25/16X50 4 DRILL.D3 45° | 79.9
65325796 | BAFFLE PLATE D142/52X9 15/48SL | 220.6
65325797 | FIRING HEAD OILFL.300.1 2F TC | 1709.5
65325798 | FIRING HEAD MAIOR P 60.1- 80.1 PR TC | 940.6
65325799 | HOLDER CONTROL PANEL ECOMAX NC1600 | 268.8
65325800 | SWITCH 1-NC RED COMEPI ART.ECX1030 | 30.8
65325801 | WARNING LIGHT WHITE COMEPI ART.ECX1056 | 29
65325802 | TUBE M.HEATER/BLOCK OIL. 170.1/200.1 | 152.7
65325803 | GAS PRESS.SWITCH GAO A2 | 282.2
65325804 | CAPACITOR 30µF VN250-UL | 151.9
65325805 | CAPACITOR 100µF VN250-UL | 148.6
65325806 | MOTOR 0,74KW110V D19 60H | 400.8
65325807 | COIL DUN N° 1111 120V DMV507 | 1110
65325808 | TIMER RELAY FIN COD. 85.04.0.125 | 214.4
65325809 | FIRING HEAD MAIOR P 60.1- 80.1 PR TL | 885.7
65325810 | STRAIGHT PUSH IN GASKET 1-8 PIPE 6 COD.2L | 22.4
65325811 | FIRING HEAD BLU 120 TC COMBAT | 383.6
65325812 | BAFFLE PLATE D142/45X9 15/15SL | 192.1
65325815 | FIRING HEAD STELLA 4134 | 213.9
65325816 | LED ELEMENT BLU 14043078 | 71.7
65325817 | LED ELEMENT GREEN 14043067 | 102.8
65325818 | LED ELEMENT RED 14042077 | 102.8
65325819 | TRIPLE TOOL CARRIER 14042032 | 20.8
65325820 | 4 POS. TOOL HOLDER 14043055 | 28.9
65325821 | WARNING LIGHT HOLDER 14042065 | 36.8
65325822 | SWITCH 3 POSITION IN. 14043044 | 123.4
65325823 | SWITCH 3 POS. T M22-WLK3-W 14046663 | 123.4
65325824 | ACTUATOR SQM 33.410 A9 | 716.4
65325825 | ACTUATOR SQM 33.510 A9 | 880.7
65325826 | ACTUATOR IC 20.30W3 | 719.5
65325827 | GAS VALVE LFC115/25R05 RP1/2" | 886.8
65325828 | CABLE+PLUG 9P/3X1 L300 FEMALE | 23.1
65325829 | WIRING MAX 4/30 HT TW CONT.VENTIL. | 228.9
65325830 | GROUP HEATER OILFLAM 120.1 230-400-50 | 1913.5
65325831 | FIRING HEAD BLU 1500.1 TC GN | 433.6
65325832 | FIRING HEAD BLU 1500.1 TL GN | 475.3
65325833 | PIPE D6X1.5 AISI PREL.PRESSURE L 270 | 49.5
65325834 | HOUSING DRILLING D.260 GAS BLU 500-1400 | 272.6
65325836 | FLANGE PHOTOCELL UVZ/FZ ART.18807 | 35.5
65325858 | HEATER AGA63.5A27 FOR SKP | 567.6
65325897 | TIME RELAY LOV TM-P | 86.4
65325902 | IGNITION ELECT.D10X100 d6,4 D3X64 90+21° | 22.5
65325903 | IGNITION ELECT.D10X100 d6,4 D3X58 40° R | 36.8
65325905 | FAN WHEEL D534/364X194 D42MOT.15KW | 1477.1
65325915 | COVER BURNER P1.40 G | 188
65325916 | HOLDER IGNIT.TRANSFO. 83X25X1,5 90° L23 | 12.7
65325917 | HOLDER 73X40X13 AIR P. SWITCH MG 40 LI | 15.2
65325918 | AIR BOX MAX D185/116/15X23 | 74.4
65325919 | AIR FLAP D88/75X32+GRADUATED DISK | 91.6
65325920 | SHUTTER AIR MAX LI&B D120 (CLOSE) | 45.5
65325922 | HOLDER 122X97X1,5/IGNIT.TRANSFORMER | 10.2
65325936 | CASING MAIOR 120 DRYER 2STAGES | 316.7
65325938 | FIRING HEAD MAX 4 R TC | 251.7
65325939 | FIRING HEAD MAX 4 R TL | 268.4095
65325942 | COUPLING D50/29X61 ACTUATOR SQM45 | 215.1
65325943 | COUPLING D50/30X30 AIR FLAP/ SQM48 | 155.1
65325944 | SQUARE HOLDER 115X90X50 MOT. LAMTEC/SIEMENS | 63
65325945 | SQUARE HOLDER 143X114X90 ACTUATOR STE 4,5 | 85.8
65325948 | FLAME TUBE D142/170/156 L210HOUS.d260 | 329.5
65325949 | BAFFLE PLATE D126/55 12SL 3 DRILL. D6,4 | 79.4
65325959 | FIRING HEAD MULTICALOR 35 TL | 1053
65325972 | BURNER FLANGE D90 170/135X42+GASKET | 60.5
65325978 | ACTUATOR GEB 336.2E 400N | 423.9
65325985 | AIR FLAP D86/9,5X1,5 MOBILE HT | 64.4
65325986 | WIRING MAX 4-30 HT TW P.VENTIL.+ RELAY | 234.8
65325987 | FIRING HEAD MAX P 35-45 AB | 221.2
65325988 | FIRING HEAD MAIOR P500.1 TC. 3F | 586.3
65326006 | GROUP ADJUST COMB. HEAD MAX GAS350-500 | 84.8
65326059 | COIL DUN FOR MBDLE403 120V 60H | 354.8
65326075 | GAS VALVE MB-DLE415 B01S22RP1 1/2+GW10A5 | 1875.8
65326076 | CONTROL UNIT TCG 211.01 TC | 256.6
65326079 | CONTROL UNIT TEH 111.00 S | 223.7
65326080 | CONTROL UNIT TEH 131.03 S | 223.7
65326081 | CONTROL UNIT TEH 111.00 L | 223.7
65326082 | CONTROL UNIT TEH 131.03 L | 223.7
65326086 | BAFFLE PLATE D85 8SL | 19.6
65326099 | GROUP HEATER OILFLAM 700-800.1 | 6955.5
65326103 | FLAME TUBE D89/98/87 L135 | 104.8
65326111 | GAS VALVE MB-DLE415 B01S22 RP1 1/2 | 1601
65326123 | CONTROL UNIT LME 21.350 C2 | 220.5
65326130 | IGNITION CABLE D4-D4 L1010 ELBOW PLUG | 12.6
65326131 | IGNITION CABLE D4-D4 L686 ELBOW PLUG | 25.7
65326132 | IGNITION CABLE D4-D4 L690 ELBOW PLUG | 28.3427
65326133 | IGNITION CABLE D4-D4 L456 ELBOW PLUG | 10.3
65326144 | CABLE IONISATION D7 L1000 | 68.7
65326154 | FIRING HEAD CPL. VG5/NC95-120 GAS | 774.5
65326178 | CONTROL UNIT LCG 921.01 BT330 | 910
65326189 | ACTUATOR SQN 72.2A4 A20 | 320.1
65326205 | SOPORTE BOCA DE FUEGO | 201.9
65326206 | BURNER FIXING HEAD VL4-NC46/61 H | 201.9
65326207 | BURNER FIXING HEAD VL5-NC95/120 H | 319
65326208 | BURNER FIXING HEAD VL6-NC160/210 H | 586.2
65326209 | BURNER FIXING HEAD VG3-NC29/36 G | 201.9
65326210 | BURNER FIXING HEAD VG4-NC46/61 G | 201.9
65326219 | CONTROL UNIT LCG 921.01 BT330 UV | 910
65326220 | MAX. GAS PRESS.SWITCH UB 50 A2+CABLE L 600 | 198.2
65326221 | CABLE CELL UV L 620 | 23.2
65326222 | CABLE SUPPLY BOX LAMTEC F152 | 23.6
65326223 | COVER ACTUATOR 169X93X67 | 14
65326224 | AIR GUIDE 310X65X100 | 28.9
65326225 | AIR FLAP EQUIPPED | 84.5
65326226 | HOLDER ACTUATOR | 44.9
65326227 | AIR FLAP EQUIPPED | 96.6
65326229 | ACTUATOR STE 4,5 BO37/6 L+CABLE L600 | 228.9
65326235 | HOUSING+PLATE NC46/61-VECTRON 4+DRILL.D6 | 295.3
65326252 | REDUCTION M-F 3/4 X3/8 (FIG.241) | 8
65326253 | WIRING BLU 7000.1 PR | 2896.2
65326254 | MOTOR 1,5KW 440/60-B5-2P-A24-IE3 | 625.4
65326255 | TUBE GAS TRAIN WITH PILOT MAX D200 | 74.4
65326256 | TUBE HOLDER HEAD MAX GAS WITH PILOT | 169.4
65326257 | ROTARY SWITCH CPL 4 POS. 2015 | 96.5
65326258 | TUBE HEATER/BLOCK OILFLAM 80.1 | 97.8
65326259 | TUBE PUMP/HEATER OILFLAM 80.1 | 52.4
65326271 | HOUSING V5- NC95/NC120 | 298.3
65326272 | ADAPTER FLEX.DASH03-BANJO | 23.2
65326273 | CONTROL UNIT TCG 231.10TC+Pre V.120s+Perm V. | 256.6
65326274 | RUBBER FUNNEL KB D6-11.5-14.5-3 | 6.4
65326275 | CONTROL UNIT TCH 231.08 | 256.6
65326276 | CONTROL UNIT TCH 231.09 | 256.6
65326277 | CONTROL UNIT TCH 231.10 | 256.6
65326278 | CONTROL UNIT TCG 531.10 | 256.6
65326279 | CONTROL UNIT TCG 231.11 | 256.6
65326280 | CABLE NEW PCB-DISPLAY | 16.2
65326331 | MOTOR 7,5KW 400/690V D38 IE3 ELV BLACK | 1728.4
65326332 | MOTOR 9KW 400/690V D38 IE3 ELV BLACK | 1808.6
65326333 | MOTOR 11KW 400/690V D42 IE3 ELV BLACK | 2452.7
65326334 | MOTOR 15KW 400/690V D42 IE3 ELV BLACK | 2630.8
65326335 | MOTOR 18,5KW380V D42 IE3 ELV BLACK | 3417.6
65326336 | MOTOR 22KW 400/690V D48 IE3 ELV BLACK | 4169.1
65326337 | MOTOR 37KW 400/690V D55 IE3 ELV BLACK | 6100.2
65326338 | MOTOR 45KW 400/690V D55 IE3 ELV BLACK | 5950.4
65326432 | PHOTOCELL QRB 1A BLACK L330 | 51.2
65326434 | PHOTOCELL QRB 1A BLACK L350 | 51.2
65326439 | MOTOR PLATE/FAN WHEEL C03 | 59.9
65326440 | COVER PLATE C03 | 19.6
65326444 | SPEED DRIVES ACS150 1,5KW | 1379.2
65326445 | SPEED DRIVES ACS150 2,2KW | 1487.8
65326446 | SPEED DRIVES ACS150 3KW | 1582.2
65326447 | MOTOR 1,5KW+ROTAT. SENSOR / INVERTER | 607
65326448 | MOTOR 2,2 KW+ROTAT. SENSOR / INVERTER | 869.6
65326449 | MOTOR 2,5 KW+ROTAT. SENSOR / INVERTER | 869.6
65326450 | CONTROL UNIT LCG 911.02 | 686.5
65326451 | CONTROL UNIT LCG 921.02 | 910
65326452 | CONTROL UNIT LCG 921.03 | 910
65326456 | PROTECTIVE GLASS AGG02 FOR QRA.. | 147.6
65326514 | COVER HOLDER PILLAR+SCREW L 205,5 | 21.9
65326515 | GROUP HEATER OILFLAM 44 KW | 7098.2
65326516 | PHOTOCELL QRB1A L570+RAST5 | 51.2
65326517 | KIT PRESS. TUBES+FITTINGS/VGD (PL+PF) | 68.5
65326519 | SERVOMOTOR LAMTEC 9NM 662R5009-0 | 2246.2
65326629 | COVER HOUSING P1.40 L/LMO GREY | 41.5
65326630 | REVERSIBLE STOPPER/COVER P1-P2 L/LMO | 6.6
65326632 | PHOTOCELL QRB1A A050B70A+PLUG 2P L80 | 51.2
65326633 | PHOTOCELL QRB1A A048B70B+PLUG 2P L80 | 51.2
65326634 | PHOTOCELL QRB1B A050B70A+PLUG 2P L80 RED | 51.2
65326635 | PHOTOCELL QRB1A L220+RAST5 | 51.2
65326637 | PHOTOCELL QRB1A LG.570+CONN. 2P AMP | 51.2
65326646 | ELECTRODE BLOCK 25X40 D4 D1,34X27 45° | 11.8
65326665 | BURNER BODY HOLDER SPACER VECTRON6/NC160 | 220.9
65326666 | AIR RECTIFIER 148/162 2BL. | 105.2
65326667 | FLAME TUBE D170,8/141 L305 | 468.1
65326668 | FLAME TUBE D170,8/141 L525 | 468.1
65326669 | FLAME TUBE D170,8/141 L415 | 468.1
65326670 | FLAME TUBE D227/145/205 L343 | 468.6
65326671 | FLAME TUBE D227/145/205 L543 | 519.9
65326672 | FLAME TUBE D227/145/205 L443 | 519.9
65326673 | BAFFLE PLATE D145/50X13,5 8SL. 6DRIL | 114.4
65326674 | BAFFLE PLATE D115/40X13,5 9SL. 6DRIL | 103.8
65326675 | CONTROL UNIT ETAMATIC OEM S FOR GAS | 5878.5
65326678 | CONTROL UNIT TCG231.13 TC+PR.V.600S+BO | 256.6
65326679 | SOLEN. VALVE PAR VE140.4AR 14W+UNIONS | 492.8
65326680 | THERMOSTAT 55/110 C/ALB.C3000CD.16090038 | 139.8
65326681 | THERMOSTAT 115C SECU.C3000 COD.16090256 | 139.3
65326682 | ADJUST ROD HEAD D12 L632X103 90° | 79.2
65326683 | ADJUST ROD HEAD D12 L832X103 90° | 79.2
65326687 | CONTROL UNIT TCG 161.11 PERM. VENTIL. | 256.6
65326690 | IGNITION CABLE D7,5 PIPE 90°/ D4 L1000 | 25.7
65326708 | BLOCK OIL DISTRIB. 130X50X30 G3/8 | 306.8
65326735 | ELECTRICAL PLATE MOUNTED C120/160/210B517 | 4738.9
65326736 | ROD HOLDER HEAD BASE D10/6,5X114 G1/8 | 25.7
65326737 | CAPACITOR 5µF 475V B P2 30X57 | 38.7
65326750 | BOX ADJUST FLAP D61-30X10 /GAS | 81.9
65326751 | BOX ADJUST FLAP D61-30X10+CELL TUBE /OIL | 81.9
65326796 | CAM ASSEMBLY+LEVER+SPINDLE/SQM50 | 543.8
65326797 | AIR FLAP ASSEMBLY+LEVER+SPINDLE MAXGAS | 212
65326804 | ACTUATOR STE 4,5 Q3.51/6 L 3NM | 469
65326835 | FLANGE 92X74X5 D55 PUMP/AIR BOX MAIOR | 22.8
65326838 | IONISATION CABLE EXTENSION D4 M/F L800 | 59.3
65326869 | DISPLAY/CONTROL UNIT BT3XX | 112.4
65326872 | AIR BOX 390X209X110 | 102.8
65326873 | COVER HEAD D122X33+GUIDE D5X56 | 44.3
65326874 | AIR BOX 447X275X123 | 123.4
65326875 | COVER HEAD D164/153X25+GUIDE D5X56 | 44.3
65326876 | FLAME TUBE D89/80 L305 | 205.6
65326887 | IGNITION ELECT.D10X100 d6,4/4 D3X48 90° | 22
65326901 | FLAME TUBE D215/180/223/205 L600 | 448
65326939 | GAS NOZZLE 10X8 M8 D5 | 36.3
65326940 | GAS SHUTTER D18X10/GAS TUBE | 36.2
65326941 | GAS FLANGE/HOUSING 66X37 D20 M6 | 53.9
65326942 | ACTUATOR CABLE STE RAST 6P/6P L660 | 30.5
65326944 | CONTROL UNIT LGK 16.622 A27 | 1436.7
65326945 | GAS TUBE HEAD D60 L185 | 59.3
65326946 | ROD ADJUSTMENT GAS HEAD D12 L318 | 44
65326947 | BLAST TUBE D157/190/168 L280 | 320.9
65326948 | FILTER ELEMENT D20 MB...405/407 (2016) | 105.2
65326949 | IGN.TRANSFO.EBI 1X7 L630 REPL.ZE30/7,5 | 201.6
65326950 | BEARING (X2) BP 25-C10/16X8 | 16.5
65326960 | GAS NOZZLE D25X50 ELBOW 45° | 34.2
65326967 | CAPACITOR 22µF 2P 3MM | 66.8
65326970 | CAPACITOR 100µF | 119.8
65326971 | CAPACITOR 25µF 2P 3MM | 66.8
65326972 | FAN WHEEL D120X38 D12.7 | 27.9
65326973 | SIGHT GLASS D19/14,9X5 | 5.5
65326974 | STOPPER KAPSTO GPN320 GL18 | 3.5
1128784381 | AIR BOX EK6.240-EK8.550 R CPL | 2825.9885
1128801525 | AIR BOX EK6.240-EK8.550 E CPL | 2875.7126
1148583215 | FRONT PLATE COVER INV. EK04 | 63
1180559580 | INSPECTION GLASS D55X21 GREEN | 17.8
1180559591 | NUT FOR INSPECTION GLASS | 21.3
1180603227 | INSPECTION GLASS 55X21 | 22.5
1188052260 | COVER INSPECTION GLASS | 19.7
1218692382 | MOTOR 22KW400/690V D48 | 4169.1
1218790509 | ACTUATOR SAD 15.0 | 1089.1954
1218790510 | ACTUATOR STM 40 Q15.51/8 2N L POT.23050 | 838.5
1218795333 | MOTOR 2,2KW230/400V 1400 tr/mn GMP | 1764.9
1218802211 | MOTOR 1,1KW230/400V IE2 GMP | 1068.046
1218838880 | MOTOR 5,5KW400/690V D38 | 1531.3
1230520536 | COUPLING D50/20X6 | 155.1
1235082188 | COUPLING R1"Z TEMA VITON | 510.8
1235082199 | COUPLING RP1/2" TEMA | 229.9
1235082202 | COUPLING 19440 | 733
1238253529 | COUPLING DISK D75X12 | 94.3
1238254408 | HALF COUPLING SQM10 D50/10X21 | 182.6
1238271690 | HALF COUPLING VBR SQM D50/12X21 | 182.6
1238795388 | COUPLING D19/24 PW DM12/MW DM19 | 229.9
1238795399 | COUPLING D24/28 PW DM18/MW | 269.4
1238795402 | COUPLING D28/38 PW DM22/MW | 397.1
1238795413 | GASKET/COUPLING D19/24 | 111.9
1238795424 | COUPLING D24/28 GMP | 145.5
1238795582 | COUPLING D19/24 PW DM12/MW DM24 | 229.9
1248103180 | FAN WHEEL D475/240X68 D38 | 1786.2069
1248115602 | FAN WHEEL D475/240X96 D38 | 2438.6
1248132929 | FAN WHEEL D578/350X112 D42 | 2220.1
1248139066 | FAN WHEEL D475/240X130 D38 | 2438.6
1248706909 | FAN WHEEL D500/321X120 D42 | 2472.7
1248786376 | FAN WHEEL D450/224X86 D24 | 1856.3218
1248788407 | FAN WHEEL D475/275X110 D38 | 2666.2
1248823029 | FAN WHEEL D578/350X132 D48 | 2588.3
1265091883 | BEARING 50336 BRONZE | 63
1265094780 | AIR CONDUIT 122X145 | 152.8
1265106005 | HOLDER 50766-1 | 91.0555
1265109413 | SCREW 19675/1 | 52.4
1265134410 | AIR THROTTLE BG RPD | 682.9
1265152070 | AIR THROTTLE BG RPD70 | 706.6
1318791740 | MOTORPUMP GROUP SMG1631-D-4-10-So 2200l/h | 6261.8
1318802164 | OIL PUMP VBGR MZD 420 SO 735L/H | 1593.9
1318802175 | OIL PUMP VB/R 900L/H | 1587.9
1318802186 | OIL PUMP VBHR MD 410 SO 1200L/H | 2858.6
1318802200 | OIL PUMP VBHGR P-D-4-10 SO 2200L/H | 5114
1345089270 | FILTER ELEMENT TYP 14HP R 1Z-DN25 PN40 | 693.1
1425088700 | CAP 11483 | 263.3
1425088777 | CAP NOZZLE ROD 845-16 | 114.5
1425099343 | ADAPTER D63X93 MAT4957 WITHOUT NEEDLE | 1056.6379
1428071243 | CONNECTION PART | 178.1782
1428261710 | HEATER NOZZLE ROD 100W/220V EK60 | 4557.6
1428262644 | TRACE HEATING CPL 150W | 739.1
1428266873 | NOZZLE ROD L 580 MAT-DG | 3591.1
1428711828 | NOZZLE ROD DG75.1 NC L.361 | 5195.4
1465085449 | RING D22/12X12 DIN705-A12 | 17.2
1470509206 | OIL CONTROLLER L-DRV 3/8 NR21 300-600 | 1176.8046
1470509217 | OIL CONTROLLER L-DRV 3/4 NR22 1000-2000 | 1946.6
1475101179 | NEEDLE FOR NOZZLE MAT 4957-9-7 | 345.8
1478125571 | ONE-WAY SHUTTER ROMA G3/8" | 79.2
1478125582 | ONE-WAY SHUTTER Rp1/2" PN25BAR | 81.3
1478209630 | CABLE SOLENOID VALVE L500 3X0,75 | 22
1478263932 | SOLEN. VALVE LUC 321H2522 20W | 1218.8
1478268857 | SOLEN. VALVE MK20NC G3/4 TUV | 2578.9
1478435383 | YELLOW SPRING DN50(30-70 MBAR) | 59.7701
1478615094 | FILTER SCREEN+GASKET MBDLE 403 | 22.5
1478797282 | GAS VALVE CG15 R03 D1 50W6 | 662.9
1478815021 | LEVER GAS FLAP | 830.9
1478836180 | GAS ACTUATOR SKP 15.000 E2 W.O.END SWITCH | 487.6
1478839087 | GAS ACTUATOR SKP 25.003 E2 W.O.END SWITCH | 755.7
1485094508 | OIL HOSE L610 RP3/4" 13808 | 276.1
1485094519 | OIL HOSE L540 1/2" 13810 | 276.1
1488424046 | OIL HOSE M30X1,5 DN20 L1500 | 131.4
1488436955 | OIL HOSE M38X1,5 DN25 L 1500 | 189.5
1488818611 | OIL HOSE L1000 (2 PIECES) | 780.2299
1560520489 | GASKET SHOE | 110.7
1560521379 | MODULATING CAM | 671.8
1560535104 | THREADED PIN WITH BALL M8X41 | 114.476
1565092411 | ROTARY CAM F MVR KL OIL | 2746.4
1565092444 | THREADED PIN WITH BALL M8X70 MVR99 | 14.3
1565103540 | SPRING 4038-44 | 27.7
1565115142 | SPINDLE / MODULATION WAN 4 D30X439 M12 | 296.1
1568254953 | ACTUATOR SQM 10.16502 ROT.LEFT | 748.9
1568478980 | ROTARY CAM F MVR KL OIL | 1117.6092
1568494408 | ACTUATOR SQM 11.16502 | 989.1
1568540607 | ACTUATOR SQM 21.18502 | 2590.0311
1568807170 | LINKAGE FOR AIR FLAP | 193.6
1598703422 | SPACER Z960K4 | 250.4
1615082531 | BAFFLE PLATE D260/50 | 1432.2
1615083829 | BAFFLE PLATE D270/80 MAT 6128-127 | 289.3
1615117762 | BAFFLE PLATE HOLDER | 390
1615117784 | BAFFLE PLATE HOLDER | 417.7
1615119359 | BAFFLE PLATE W.DRILLING+HOLDER RPD50 | 1444
1618133386 | SWIRLER D155/50 WM | 338.3908
1618260762 | BAFFLE PLATE HOLDER | 190.1
1618262815 | BAFFLE PLATE D170/70 MAT 6128-117 | 216.7
1618266704 | BAFFLE PLATE D160/70 MAT 6128-115 | 271.6
1618266715 | BAFFLE PLATE D220/70 MAT 6128-122 | 296
1618272648 | BAFFLE PLATE D164/70 BEF.110 | 714.023
1618272966 | BAFFLE PLATE D164/80 BEF.110 | 348.3
1618292022 | BAFFLE PLATE D200/70 TK158 | 627
1618554545 | BAFFLE PLATE D285/80 BEF.110 | 890.1149
1618566023 | BAFFLE PLATE D360/80 | 1152.1
1618596989 | BAFFLE PLATE D300/74 TK230 | 1366.1
1618611832 | BAFFLE PLATE D270/80 TK230 | 730.9
1618611854 | BAFFLE PLATE D300/80 TK230 | 923.8
1618611876 | BAFFLE PLATE D350/80 | 1076.092
1618689889 | BAFFLE PLATE D240/70 TK210 | 913.4
1618709113 | BAFFLE PLATE D280/74 TK230 | 2064.5
1618710438 | BAFFLE PLATE D280/74 TK230 2 AUSKL | 1874.7126
1618725335 | SWIRLER D180/80 H20 45° | 562.4
1618725426 | BAFFLE PLATE D280/74 BEF.110 | 1727.5862
1618726521 | SWIRLER D220/80 H20 45° | 610.1
1618737108 | BAFFLE PLATE D190 TK158 | 586.7448
1618770396 | BAFFLE PLATE D170 TK158 | 625.3
1618771184 | BAFFLE PLATE D320 TK230 | 825
1618794716 | BAFFLE PLATE D236/50 BEF.110 | 422.069
1618795742 | BAFFLE PLATE D250/60 TK210 | 664.2529
1618808468 | BAFFLE PLATE D270/60 TK210 | 839.9
1618810402 | BAFFLE PLATE D250 TK210 | 624.9
1618810413 | BAFFLE PLATE D220 TK210 | 640.4
1618810424 | BAFFLE PLATE D224 TK230 | 559.5402
1618810435 | BAFFLE PLATE D250 TK230 | 736.7
1638244131 | FLAME TUBE D389/346 L405 | 1176.3
1638259538 | FLAME TUBE KL70RS II SEUM NX55 | 871.9
1638259629 | FLAME TUBE D179/178X365 17404-7 | 1349.6
1638272831 | FLAME TUBE D325/300 L425 | 1113
1638546661 | FLAME TUBE D460/430/373 L440 | 1167.8161
1638709146 | FLAME TUBE D431,5/360 L710 DELTA | 2675.8621
1638727057 | FLAME TUBE D450/431/320 L630 | 1875.8621
1638791784 | FLAME TUBE D345/325 L612 | 1234.4828
1645093845 | FLAME TUBE D497/420L325 | 1350.9
1645093903 | FLAME TUBE RPD 70 11622 | 1435.8
1645093936 | FLAME TUBE RPD30 100% | 809.7
1658418384 | NAMUR PROBE NI5-G12-Y1 | 205.9
1688139737 | GASKET/GAS HEAD D200/160X2 | 37.8
1688178252 | GASKET/GAS HEAD D116/83X2 | 36.3
1688294017 | IGNITION BURNER ZB 2 | 471.5
1688611605 | GAS SHUTTER D12/30X40 | 40.5
1688737379 | GAS NOZZLE D35X2,2 BO18 | 123.8
1688737664 | GAS NOZZLE D35x2,2 | 77.2
1718850339 | HANDY CONTROL BOARD ETAMATIC OEM | 2057.4
1728703262 | IGNITION ELECTRODE D11X220 D3X150 20° L 150 d4 | 69.3
1728712343 | IGNITION ELECTRODE D14X125 d6,4 D2,6X150 45° | 69.3
1728777751 | IGNITION CABLE D6,4/D6,4 L1500 AP | 114
1728811847 | IGNITION ELECTRODE D14X125 D2,6X150 45° L 1500 | 143.4
1738733651 | IGNITION TRANSFO. ZA20 140 E21 REP.ZM20/14 | 306.6
1755085698 | HOLDER RING D75X18 3846-1/INSPECT.GLASS | 45.4
1758106258 | PHOTOCELL QRA 2 | 219
1758271338 | ADAPTER LAC / LAL KF8808 | 207.6575
1758353913 | PHOTOCELL QRA 53 E27 | 859.5
1758555560 | POTENTIOMETER ASZ12.833, 1000 OHM | 257
1758637918 | RESISTOR PTC AGK25 230V | 63.5
1758811778 | PHOTOCELL IRD LX100 EK-S | 4080.6
1758811789 | TRANSFORMER ML30.100 - 24V DC | 256.1
1768494613 | AIR PRESS.SWITCH DS A43 F001 | 511.8
1968344489 | GASKET/BURNER FLANGE 380X380X3 D345 | 152.3
1968423167 | GASKET/BURNER FLANGE 320X320X3 D280 | 149.2
1968544438 | GASKET/HOUSING-HEAD 540X540X8 D435 | 375.2
1968546901 | GASKET/BURNER FLANGE 540X540X3 D465 | 161.6
1968570610 | GASKET/HOUSING-HEAD 460X460X8 D370 | 337.8
1968570621 | GASKET/BURNER FLANGE 460X460X3 D400 | 147.7
1968741831 | GASKET/BURNER FLANGE 420X420X3 D343 | 161.6
1968777499 | GASKET/HOUSING-HEAD 320X320X8 D230 | 149.2
3333000420 | GASKET/BURNER FLANGE D370/225X10 | 100.8046
3333000925 | RUBBER FUNNEL | 20.2
3333004344 | IGNITION ELECTRODE D14X80 d4 D3X122 60° | 51.2
3333009282 | FAN WHEEL D290 X114 D38 | 1244.7
3333009770 | MOUNTED FLOW CONTROLLER | 1922.9
3333012428 | FLAME CUP D134/167 L206 | 256.6
3333013618 | HYDRAULIC JACK 2 POSITIONS | 540.4
3333031324 | IGNITION CABLE BERU D6,4 L500 | 58.8
3333032916 | GAS NOZZLE D89/50X110 | 788
3333039906 | BAFFLE PLATE D165/50 9SL | 895.5
3333112302 | JACK SOCKET | 4.4
3333121878 | IGNITION TRANSFO. ZA30/050 1X5 230V L250 | 174.9
3333123039 | AIR PRESS.SWITCH DL 50 A 2,5-50MB | 129.5
3333211234 | FLAME CUP D214/220/202 L283 | 768.3
3333212172 | BAFFLE PLATE D110/45 12SL TK80+ELECT.L70 | 299.1964
3333212217 | ACTUATOR EA 2 38,5S 5 CAM SQUARE AXIS | 996.5
3333212348 | BAFFLE PLATE D134/50 15SL 2DRIL. | 410.9561
3333213199 | IGNITION ELECTRODE D8X200 d6,4D3X26 180° | 78.3
3333213354 | BAFFLE PLATE D75/22X8 6SL TK33 | 142.7
3333213387 | IGNITION ELECTRODE D8X120 d6,4D3X10 180° | 73.9
3333213496 | FLAME CUP D270/323X148 HALSL 236 | 1855.8
3333218350 | BAFFLE PLATE D187/80 TK130 2DRIL. | 465.2
3333218355 | IGNITION ELECTRODE D14X200 d6,4 D4X84 80° L | 92.6
3333218356 | IGNITION ELECTRODE D14X200 d6,4 D4X85 80° R | 92.6
3333218357 | IGNITION ELECTRODE D14X200 d4 D4X36 110° | 92.1
3333218404 | GASKET 118X88 D68 GAS ELBOW | 10.4
3333218588 | NOZZLE HEAD D88.9X94 groove 2.5 | 481.7
3333260384 | RESISTOR ANTI-PARASITE CABLE HT | 30.2
3333261992 | ACTUATOR EA 2 38,5S 5 CAM | 843.7
3333550051 | FUSE 5X20 T6,3A 250V | 5.1
4488816239 | OIL HOSE DN 16, NL 1000 | 415.3
4488818600 | OIL HOSE DN 16, NL 1200 | 427.7
5148112089 | UNION M.A-GEW. GF6331 SERTO | 77.1
5778002180 | GASKET ALUMINIUM D21/26X1,5 DIN7603 | 8
5788707004 | KIT GASKET OIL PUMP D12 | 426.7
5788707015 | KIT GASKET OIL PUMP D18 | 570.8
5788707026 | KIT GASKET OIL PUMP D22 | 671.5
8110289263 | SCREWS CHEESE HEAD DIN912 M4X10-8.8-A1P | 1.1494
8650410535 | BALL LINCKAGE AIR FLAP M6 | 12.6
8658142069 | BALL-GASKET DIN71802 CS13-M8 | 17.1
0EVSIP001 | COUPLING MOTOR 70/110W ACC (5 PIECES) | 28.7356
0EVSIP005 | COUPLING MOTOR 450W ACC (5 PIECES) | 30.5
0EVSIP014 | IGNITION CABLE D6,4 L450X4 | 30.5448
0EVSIP016 | KIT IGNITION ELECTRODE+ IONISATION PROBE | 42.2
0EVSIP017 | IGNIT.ELEC.D6,2X55 d6,4 D2X20 45°R+L(X2) | 58.046
0EVSIP019 | IGNITION ELECTRODE D14X80 d6,4 D3X67 60° (X2) | 157.4598
0EVSIP024 | IONISATION PROBE D8X50 D2X45 L 500 d5(X2) | 65.4
0EVSIP028 | GASKET ALUMINIUM D10/14X1,2 G1/8(X10) | 28.9
0EVSIP036 | SOLEN. VALVE RAP BV01 1.2M13 G1/8 2WAY (2 pieces) | 171.0747
0EVSIP041 | JACK PLUG D4 X 4 ITEMS | 37.4115
0EVSIP047 | BUTTON ADJUST AIR FLAP EL-EG01-02 (2 PIECES) | 35.977
0EVSIP050 | PREHEATING NOZZLE ROD+ CABLE | 157.8
0EVSIP065 | CIRCUIT EL02/02A/03/1DV | 158.4
0EVSIP066 | MAINTENANCE CASING | 131.1
0EVSIP067 | SCREWDRIVER TORX T20+T27 L 200 | 66.2989
0EVSIP078 | KIT TEFLON CABLE EG01A | 136.8
0EVSIP087 | KIT PUMP 1/4"+ OIL HOSE 1/8 | 84.4
0EVSIP088 | KIT B.PLATE D93/30+ELEC.D8 d6,4D3X38 45° | 191.4379
0EVSIP093 | IGNITION ELECTRODE D6X80 d4 D2X7 (X2) | 29.5
0EVSIP094 | IONISATION PROBE D8X80 d4 D2X27 80° (X2) | 36.8
0EVSIP096 | GASKET/BURNER FLANGE D172/80X5 (X2) | 31.3793
0EVSIP097 | GASKET/BURNER FLANGE D172/90X5 (X2) | 39.5
0EVSIP101 | ELECTRODE IGN.+ION. D8X80 d4 D2X27 80° | 39.1
0EVSIP102 | ELECTRODE IGN.+ION. D6X55 d6,4 D3X38 | 41.7
0EVSIP105 | ELECTRODE IGN.+ION. D8X150 d6,4 D3/4X40 | 40.7
0EVSIP106 | ELECT.IGN.+ION. D8X120 d6,4 D3/4X38 45° | 44.3
0EVSIP107 | ELECT.IGN.+ION. D8X120 d6,4 D3/4X31 45° | 44.3
0EVSIP108 | COUPLING MOTOR ACC-HANING | 13.7
0EVSIP109 | KIT ADAPTER LFI7.33->LGB22 | 512.5287
0EVSIP112 | KIT REMPLACE PRESSURE SWITCH DGC360C | 198