## AvantaPlus
Avantaplus
Producto | Referencia | Descripcion | Posicion | PVP
Avantaplus 24S 1 | S62748 | Casing Front Panel | 1001 | 92.9312
| S62708 | Screw M5 X 20 (20 Pcs.) | 1002 | 19.0951
| S62723 | Fixing Strip Heat Exchanger 28Kw | 1003 | 20.0717
| S62709 | Sealing for front casing (20 m.) | 1004 | 43.6643
| S62711 | Grommet 15Mm Id X 48Mm Od (5 Pcs) | 1005 | 21.7679
| S62720 | Grommet Feed Through 15Mm Id X 46Mm Od ( | 1006 | 18.8124
| S62736 | Cable Clamp | 1007 | 20.3544
| S62721 | Self Tapping Screw K3,5X6,5 (15 Pcs) | 1008 | 14.1864
| S62727 | Grommet 20 Mm. (15 Pcs) | 1009 | 23.3099
| S62788 | Mounting Plate | 1010 | 54.1756
| S100074 | Mounting Plate | 1011 | 44.3582
| S62791 | Mounting Set For Boiler | 1012 | 13.107
| S100230 | Bracket Filling/Safety Valve | 1013 | 32.9988
| 7619082 | Maintenance Set 2 Avanta |  | 56.8484
| 7668579 | Maintenance Set 2 (Basic) |  | 42.1223
Avantaplus 24S 2 | S62777 | Heat Exchanger 24/28 Kw | 2001 | 623.9703
| S62779 | Heat Exchanger Front Plate 24/28Kw | 2002 | 222.9218
| S62741 | Burner 24/28Kw | 2003 | 60.0866
| S62743 | Electrode Ignition/Ionisation | 2004 | 33.9754
| S59118 | Glass Inspection Set | 2005 | 12.336
| 7619579 | Insulation Front Plate Heat Exchanger | 2006 | 48.1361
| S62768 | ADAPTER FLUE GAS 60/100 | 2007 | 69.39
| S100240 | Flue Connection 2X Ø 80Mm. | 2007 | 172.447
| S100465 | ADAPTER FLUE 80/125 | 2007 | 39.8607
| S62232 | Screw Cap Flue Gas Measure Point (5 Pcs. | 2008 | 18.8124
| S101381 | Piping Set Hydraulic 24kW | 2009 | 229.2183
| S62728 | Vent Auto Air Bleed Device | 2010 | 23.5926
| S62746 | Pump For 24/28 Kw | 2011 | 219.1182
| 7631146 | Energy-efficient pump | 2011 | 216.8823
| 7632905 | Pump cable (energy-efficient pump) | 2011 | 21.6137
| S100197 | Airvent Pump | 2011 | 46.3114
| S62749 | Siphon (With Hose) | 2012 | 24.9804
| S58733 | Sensor Temperature (2 Pcs.) | 2013 | 42.2508
| S59596 | Gasket For Coverplate Heatexchanger (10 | 2014 | 65.8434
| S103172 | Gasket for burner (5 pcs.) | 2015 | 35.5174
| S62718 | O-Ring 94Ø X 2 (10 Pcs.) | 2016 | 17.3989
| S62105 | Gasket For Electrode (10 Pcs.) | 2017 | 13.107
| S59586 | Hairpin Spring 18 Mm (10 Pcs.) | 2018 | 19.6605
| S58731 | Hairpin Spring Pump 18Mm (10 Pcs.) | 2019 | 15.5742
| S59597 | O-Ring 18Ø X 2.8 (10 Pcs.) | 2020 | 11.7449
| S56155 | Gasket 23.8Mm O/D X 17.2Mm I/D X 2Mm (20 | 2021 | 14.4691
| S59578 | Screw M5X8 (20 Pcs.) | 2022 | 12.0276
| S54755 | Nut Flange M6 (20 Pcs.) | 2023 | 12.079
| S48950 | Screw M4 X 10 (50 Pcs.) | 2024 | 13.2869
| S58730 | O-Ring 17X4 (10 Pcs.) | 2025 | 11.7449
| S62733 | Gauge Pressure C/W Capilliary | 2026 | 22.1791
| S62751 | Cover Gas/Air Chamber | 2027 | 57.2596
| S62719 | Gasket Between Front Plate And Mixing Ch | 2028 | 35.9286
| S62742 | Cover Plate For Burner | 2029 | 34.2581
| S62729 | Valve Non Return (5 Pcs.) | 2030 | 24.0038
| S44483 | Nut M 8 (10 Pcs.) | 2032 | 12.8243
| S58757 | Hairpin Spring 17Mm(10 Pcs.) | 2033 | 18.9409
| S62433 | O-Ring Ø 12.5 X 2 (10 Pcs.) | 2034 | 11.1024
| S62753 | Expansion Vessel | 2035 | 109.0708
| S62715 | Gasket Ø 14,5X8,5X2 (10 Pcs.) | 2036 | 20.0717
| S62714 | O-Ring Ø 9,19 X 2,62 (10 Pcs.) | 2037 | 18.8124
| S62712 | Hairpin Spring 10 (10 Pcs.) | 2038 | 17.1162
| S62394 | Sealing Ring Syphon (10 Pcs.) | 2039 | 19.9432
| S62713 | O-Ring Ø 20 X 2,5 (10 Pcs.) | 2040 | 10.3828
| S62793 | Spacer H=15Mm (5 Pcs.) | 2041 | 17.9643
| S62757 | Pipe Between Pump And Expansion Vessel | 2042 | 35.5174
| S62233 | Plug For Air Inlet Measure Point (5 Pcs) | 2043 | 17.2704
| S101350 | Pressure switch | 2044 | 20.6371
| S100814 | Clip 10,3 (5 Pcs.) | 2045 | 9.4833
| 7605371 | Hairpin Spring 9.4 mm (5x) | 2045 | 10.4599
| 7619082 | Maintenance Set 2 Avanta |  | 56.8484
| 7668579 | Maintenance Set 2 (Basic) |  | 42.1223
Avantaplus 24S 3 | S100011 | Fan Assembly 24V | 3001 | 265.4553
| S58683 | Venturi | 3002 | 76.072
| S62767 | Air Supply Silencer | 3003 | 50.3977
| S62758 | Piping Set Gas 24/28Kw | 3004 | 66.6658
| S58685 | Gas Combination Block | 3005 | 138.266
| S45182 | Gasket For Flue Fan (10 Pcs.) | 3006 | 16.8335
| S58739 | O-Ring 63Ø X 3 (10 Pcs.) | 3007 | 14.7518
| S58762 | O-Ring 14.5Ø X 2 ( 10 Pcs.) | 3008 | 8.3525
| S62715 | Gasket Ø 14,5X8,5X2 (10 Pcs.) | 3009 | 20.0717
| S56155 | Gasket 23.8Mm O/D X 17.2Mm I/D X 2Mm (20 | 3009 | 14.4691
| S46687 | Nut Flange M5 (10 Pcs.) | 3010 | 7.8385
| S59149 | Screw M6X12 (15 Pcs.) | 3011 | 10.9996
| S58757 | Hairpin Spring 17Mm(10 Pcs.) | 3012 | 18.9409
| S62794 | Nut 1/2" (5 Pcs.) | 3013 | 14.4691
| S56157 | Gasket Ø 18.3 X 12.7 X2 Mm. (10 Pcs.) | 3014 | 11.4108
| S62752 | Gas Cock | 3015 | 55.9
| S62725 | Hairpin Spring 22 Mm(25 Pcs.) | 3016 | 20.3544
| 7619082 | Maintenance Set 2 Avanta |  | 56.8484
| 7668579 | Maintenance Set 2 (Basic) |  | 42.1223
Avantaplus 24S 4 | 7631145 | Control board Bic328 | 4001 | 337.8779
| S62739 | Display Print Board | 4002 | 45.7717
| S62750 | Transformer Ignition | 4003 | 56.7199
| 7631139 | Cable Set | 4004 | 128.0117
| 7637693 | Cover Display (aluminum) | 4005 | 28.9125
| S62735 | Controlpanel Back | 4006 | 18.5297
| S62710 | Self Tapping Screw 3,5X10 (50 Pcs.) | 4007 | 13.107
| S14254 | Sheet-Metal Screw 4,2X9,5 (20 Pcs.) | 4008 | 11.051
| S33974 | Screw M4 X 16 (10 Pcs.) | 4010 | 14.7518
| S43561 | Fuse Glass 2 Amp Slow (10 Pcs.) | 4011 | 36.9309
| S59372 | Cable Clamp | 4012 | 11.3594
| S62726 | Gasket Clock Blank (5 Pcs.) | 4013 | 18.8124
| 7619082 | Maintenance Set 2 Avanta |  | 56.8484
| 7668579 | Maintenance Set 2 (Basic) |  | 42.1223
Avantaplus 24S 5 | S62771 | Hydro Block Right System | 5003 | 102.3374
| S62770 | Hydro Block Left System | 5004 | 202.6959
| S58730 | O-Ring 17X4 (10 Pcs.) | 5007 | 11.7449
| S56155 | Gasket 23.8Mm O/D X 17.2Mm I/D X 2Mm (20 | 5010 | 14.4691
| S59578 | Screw M5X8 (20 Pcs.) | 5012 | 12.0276
| S100032 | Filter System Or Plate X Primary Flow (5 | 5013 | 16.2938
| S62722 | Hairpin Spring 16,5(10 Pcs.) | 5014 | 26.5224
| S62763 | Safety Pressure Relief Valve With Pipe | 5015 | 56.1545
| S62720 | Grommet Feed Through 15Mm Id X 46Mm Od ( | 5016 | 18.8124
| S58757 | Hairpin Spring 17Mm(10 Pcs.) | 5017 | 18.9409
| S62433 | O-Ring Ø 12.5 X 2 (10 Pcs.) | 5018 | 11.1024
| S40824 | Clamp Ring 22Mm (10 Pcs.) | 5019 | 15.0088
| S62725 | Hairpin Spring 22 Mm(25 Pcs.) | 5020 | 20.3544
| S62730 | Gasket 27,4X18,2X2 (20 Pcs.) | 5021 | 23.0272
| S62765 | Valve For 22Mm Flow & Return | 5023 | 60.9347
| S100244 | Piping Set Including Gaskets | 5026 | 84.7843
| S100233 | Shut-Off Cock 7/8" M10X1 | 5027 | 79.3102
| S62754 | Pipe F/R Bypass | 5028 | 40.1434
| S62532 | Valve Press Relief For R/F By-Pass | 5029 | 9.9459
| S46023 | Nut For 22Mm Copper Tail (10 Pcs.) | 5031 | 33.6927
| S100245 | Piping Set Including Shut-Off Cock M10-Ø | 5034 | 111.4609
| S100231 | Nut M10X1X5 (5 Pcs.) | 5036 | 24.415
| S100235 | Shut-Off Cock M10-Ø10 | 5037 | 44.9236
| S100222 | Sealant Cap (2 Pcs.) | 5038 | 21.2025
| S62715 | Gasket Ø 14,5X8,5X2 (10 Pcs.) | 5039 | 20.0717
| S100402 | Coupling 3/4" X 22 X 1 |  | 45.2063
| 7619082 | Maintenance Set 2 Avanta |  | 56.8484
| 7668579 | Maintenance Set 2 (Basic) |  | 42.1223
Avantaplus 24S 9 | S63112 | PIPE-WORK KIT | 9001 | 147.261
| S100209 | Stand Off Frame | 9004 | 188.381
| S56157 | Gasket Ø 18.3 X 12.7 X2 Mm. (10 Pcs.) | 9005 | 11.4108
| S40824 | Clamp Ring 22Mm (10 Pcs.) | 9006 | 15.0088
| S37365 | Clamp Ring 15Mm (10 Pcs.) | 9007 | 22.0506
| S46023 | Nut For 22Mm Copper Tail (10 Pcs.) | 9008 | 33.6927
| S58766 | Nut For 15Mm Copper Tail (10 Pcs.) | 9009 | 24.0038
| S62725 | Hairpin Spring 22 Mm(25 Pcs.) | 9010 | 20.3544
| S62432 | TIMER CLOCK | 9012 | 136.467
| 7619082 | Maintenance Set 2 Avanta |  | 56.8484
| 7668579 | Maintenance Set 2 (Basic) |  | 42.1223
AvantaPlus Combi
Avantaplus C1 | S62748 | Casing Front Panel | 1001 | 92.9312
| S62708 | Screw M5 X 20 (20 Pcs.) | 1002 | 19.0951
| S62724 | Fixing Strip Heat Exchanger 39Kw | 1003 | 15.7284
| S62723 | Fixing Strip Heat Exchanger 28Kw | 1003 | 20.0717
| S100071 | Fixing Strip Heat Exchanger 33/35Kw | 1003 | 20.3544
| S62709 | Sealing for front casing (20 m.) | 1004 | 43.6643
| S62711 | Grommet 15Mm Id X 48Mm Od (5 Pcs) | 1005 | 21.7679
| S62720 | Grommet Feed Through 15Mm Id X 46Mm Od ( | 1006 | 18.8124
| S62736 | Cable Clamp | 1007 | 20.3544
| S62721 | Self Tapping Screw K3,5X6,5 (15 Pcs) | 1008 | 14.1864
| S62727 | Grommet 20 Mm. (15 Pcs) | 1009 | 23.3099
| S62788 | Mounting Plate | 1010 | 54.1756
| S100074 | Mounting Plate | 1011 | 44.3582
| S62791 | Mounting Set For Boiler | 1012 | 13.107
| S100230 | Bracket Filling/Safety Valve | 1013 | 32.9988
| 7619082 | Maintenance Set 2 Avanta |  | 56.8484
| 7668579 | Maintenance Set 2 (Basic) |  | 42.1223
Avantaplus C2 | S62778 | Heat Exchanger 30/39 Kw | 2001 | 814.8699
| S62777 | Heat Exchanger 24/28 Kw | 2001 | 623.9703
| S100014 | Heat Exchanger 33/35Kw | 2001 | 847.3033
| S62780 | Heat Exchanger Front Plate 30/39Kw | 2002 | 276.1208
| S62779 | Heat Exchanger Front Plate 24/28Kw | 2002 | 222.9218
| S100009 | Heat Exchanger Front Plate 33/35 Kw | 2002 | 302.5147
| S62740 | Burner 30/39 Kw | 2003 | 100.7954
| S62741 | Burner 24/28Kw | 2003 | 60.0866
| S100017 | Burner 33/35 Kw | 2003 | 79.3102
| S62743 | Electrode Ignition/Ionisation | 2004 | 33.9754
| S59118 | Glass Inspection Set | 2005 | 12.336
| 7619579 | Insulation Front Plate Heat Exchanger | 2006 | 48.1361
| S62768 | ADAPTER FLUE GAS 60/100 | 2007 | 69.39
| S100240 | Flue Connection 2X Ø 80Mm. | 2007 | 172.447
| S100465 | ADAPTER FLUE 80/125 | 2007 | 39.8607
| S62232 | Screw Cap Flue Gas Measure Point (5 Pcs. | 2008 | 18.8124
| S101381 | Piping Set Hydraulic 24kW | 2009 | 229.2183
| S101382 | Piping Set Hydraulic 30kW | 2009 | 203.8267
| S62728 | Vent Auto Air Bleed Device | 2010 | 23.5926
| S62746 | Pump For 24/28 Kw | 2011 | 219.1182
| S62747 | Pump For 30/39 Kw And 33/35 Kw | 2011 | 229.2183
| 7631146 | Energy-efficient pump | 2011 | 216.8823
| 7632905 | Pump cable (energy-efficient pump) | 2011 | 21.6137
| S100197 | Airvent Pump | 2011 | 46.3114
| S62749 | Siphon (With Hose) | 2012 | 24.9804
| S58733 | Sensor Temperature (2 Pcs.) | 2013 | 42.2508
| S59596 | Gasket For Coverplate Heatexchanger (10 | 2014 | 65.8434
| S103172 | Gasket for burner (5 pcs.) | 2015 | 35.5174
| S62718 | O-Ring 94Ø X 2 (10 Pcs.) | 2016 | 17.3989
| S62105 | Gasket For Electrode (10 Pcs.) | 2017 | 13.107
| S59586 | Hairpin Spring 18 Mm (10 Pcs.) | 2018 | 19.6605
| S58731 | Hairpin Spring Pump 18Mm (10 Pcs.) | 2019 | 15.5742
| S59597 | O-Ring 18Ø X 2.8 (10 Pcs.) | 2020 | 11.7449
| S56155 | Gasket 23.8Mm O/D X 17.2Mm I/D X 2Mm (20 | 2021 | 14.4691
| S59578 | Screw M5X8 (20 Pcs.) | 2022 | 12.0276
| S54755 | Nut Flange M6 (20 Pcs.) | 2023 | 12.079
| S48950 | Screw M4 X 10 (50 Pcs.) | 2024 | 13.2869
| S58730 | O-Ring 17X4 (10 Pcs.) | 2025 | 11.7449
| S62733 | Gauge Pressure C/W Capilliary | 2026 | 22.1791
| S62751 | Cover Gas/Air Chamber | 2027 | 57.2596
| S62719 | Gasket Between Front Plate And Mixing Ch | 2028 | 35.9286
| S62742 | Cover Plate For Burner | 2029 | 34.2581
| S62729 | Valve Non Return (5 Pcs.) | 2030 | 24.0038
| S44483 | Nut M 8 (10 Pcs.) | 2032 | 12.8243
| S58757 | Hairpin Spring 17Mm(10 Pcs.) | 2033 | 18.9409
| S62433 | O-Ring Ø 12.5 X 2 (10 Pcs.) | 2034 | 11.1024
| S62753 | Expansion Vessel | 2035 | 109.0708
| S62715 | Gasket Ø 14,5X8,5X2 (10 Pcs.) | 2036 | 20.0717
| S62714 | O-Ring Ø 9,19 X 2,62 (10 Pcs.) | 2037 | 18.8124
| S62712 | Hairpin Spring 10 (10 Pcs.) | 2038 | 17.1162
| S62394 | Sealing Ring Syphon (10 Pcs.) | 2039 | 19.9432
| S62713 | O-Ring Ø 20 X 2,5 (10 Pcs.) | 2040 | 10.3828
| S62793 | Spacer H=15Mm (5 Pcs.) | 2041 | 17.9643
| S62757 | Pipe Between Pump And Expansion Vessel | 2042 | 35.5174
| S62233 | Plug For Air Inlet Measure Point (5 Pcs) | 2043 | 17.2704
| S101350 | Pressure switch | 2044 | 20.6371
| S100814 | Clip 10,3 (5 Pcs.) | 2045 | 9.4833
| 7605371 | Hairpin Spring 9.4 mm (5x) | 2045 | 10.4599
| 7619082 | Maintenance Set 2 Avanta |  | 56.8484
| 7668579 | Maintenance Set 2 (Basic) |  | 42.1223
Avantaplus combi 3 | S100011 | Fan Assembly 24V | 3001 | 265.4553
| S58683 | Venturi | 3002 | 76.072
| S62767 | Air Supply Silencer | 3003 | 50.3977
| S62758 | Piping Set Gas 24/28Kw | 3004 | 66.6658
| S62759 | Piping Set Gas 30/39 Kw | 3004 | 66.9485
| S100072 | Piping Set Gas 33/35 Kw | 3004 | 84.6558
| S58685 | Gas Combination Block | 3005 | 138.266
| S45182 | Gasket For Flue Fan (10 Pcs.) | 3006 | 16.8335
| S58739 | O-Ring 63Ø X 3 (10 Pcs.) | 3007 | 14.7518
| S58762 | O-Ring 14.5Ø X 2 ( 10 Pcs.) | 3008 | 8.3525
| S56155 | Gasket 23.8Mm O/D X 17.2Mm I/D X 2Mm (20 | 3009 | 14.4691
| S46687 | Nut Flange M5 (10 Pcs.) | 3010 | 7.8385
| S59149 | Screw M6X12 (15 Pcs.) | 3011 | 10.9996
| S58757 | Hairpin Spring 17Mm(10 Pcs.) | 3012 | 18.9409
| S62794 | Nut 1/2" (5 Pcs.) | 3013 | 14.4691
| S56157 | Gasket Ø 18.3 X 12.7 X2 Mm. (10 Pcs.) | 3014 | 11.4108
| S62752 | Gas Cock | 3015 | 55.9
| S62725 | Hairpin Spring 22 Mm(25 Pcs.) | 3016 | 20.3544
| 7619082 | Maintenance Set 2 Avanta |  | 56.8484
| 7668579 | Maintenance Set 2 (Basic) |  | 42.1223
Avantaplus combi 4 | 7631145 | Control board Bic328 | 4001 | 337.8779
| S62739 | Display Print Board | 4002 | 45.7717
| S62750 | Transformer Ignition | 4003 | 56.7199
| 7631139 | Cable Set | 4004 | 128.0117
| 7637693 | Cover Display (aluminum) | 4005 | 28.9125
| S62735 | Controlpanel Back | 4006 | 18.5297
| S62710 | Self Tapping Screw 3,5X10 (50 Pcs.) | 4007 | 13.107
| S14254 | Sheet-Metal Screw 4,2X9,5 (20 Pcs.) | 4008 | 11.051
| S33974 | Screw M4 X 16 (10 Pcs.) | 4010 | 14.7518
| S43561 | Fuse Glass 2 Amp Slow (10 Pcs.) | 4011 | 36.9309
| S59372 | Cable Clamp | 4012 | 11.3594
| S62726 | Gasket Clock Blank (5 Pcs.) | 4013 | 18.8124
| 7619082 | Maintenance Set 2 Avanta |  | 56.8484
| 7668579 | Maintenance Set 2 (Basic) |  | 42.1223
Avantaplus combi 5 | S62776 | Plate Heat Exchanger 30/39 And 33/35 | 5001 | 187.5329
| S62775 | Plate Heat Exchanger 24/28 | 5001 | 195.8083
| S59132 | Actuator Three Way Valve | 5002 | 70.0582
| S62773 | Hydro Block Right C30/39 And 33/35 | 5003 | 183.4723
| S62774 | Hydro Block Right C24/28 | 5003 | 193.7266
| S62772 | Hydro Block Left Combi | 5004 | 213.5156
| S59133 | Sensor Dhw Flow | 5006 | 44.9236
| S59131 | O-Ring (20 Pcs.) | 5008 | 15.5742
| S59135 | Hairpin Spring 15,2Mm (10 Pcs.) | 5009 | 13.4154
| S56155 | Gasket 23.8Mm O/D X 17.2Mm I/D X 2Mm (20 | 5010 | 14.4691
| S59141 | Screw M5X18 (15 Pcs.) | 5011 | 11.7449
| S59578 | Screw M5X8 (20 Pcs.) | 5012 | 12.0276
| S100032 | Filter System Or Plate X Primary Flow (5 | 5013 | 16.2938
| S62722 | Hairpin Spring 16,5(10 Pcs.) | 5014 | 26.5224
| S62763 | Safety Pressure Relief Valve With Pipe | 5015 | 56.1545
| S58757 | Hairpin Spring 17Mm(10 Pcs.) | 5017 | 18.9409
| S62433 | O-Ring Ø 12.5 X 2 (10 Pcs.) | 5018 | 11.1024
| S40824 | Clamp Ring 22Mm (10 Pcs.) | 5019 | 15.0088
| S62725 | Hairpin Spring 22 Mm(25 Pcs.) | 5020 | 20.3544
| S62730 | Gasket 27,4X18,2X2 (20 Pcs.) | 5021 | 23.0272
| S56157 | Gasket Ø 18.3 X 12.7 X2 Mm. (10 Pcs.) | 5022 | 11.4108
| S62765 | Valve For 22Mm Flow & Return | 5023 | 60.9347
| S100234 | Shut-Off Cock ½" M10X1 | 5024 | 62.194
| S62764 | Valve For 15 Mm Main Cold Water | 5025 | 48.9842
| S100244 | Piping Set Including Gaskets | 5026 | 84.7843
| S100233 | Shut-Off Cock 7/8" M10X1 | 5027 | 79.3102
| S62754 | Pipe F/R Bypass | 5028 | 40.1434
| S62532 | Valve Press Relief For R/F By-Pass | 5029 | 9.9459
| S37365 | Clamp Ring 15Mm (10 Pcs.) | 5030 | 22.0506
| S46023 | Nut For 22Mm Copper Tail (10 Pcs.) | 5031 | 33.6927
| S58766 | Nut For 15Mm Copper Tail (10 Pcs.) | 5032 | 24.0038
| S62781 | Flow Regulator 1,2 Ltr/Min Flow Max. 9L/ | 5033 | 81.4176
| S100203 | Flow Regulator 1,2 Ltr/Min Flow Max. 14L | 5033 | 57.4138
| S100080 | Flow Regulator 1,2 Ltr/Min Flow Without | 5033 | 62.6052
| S100245 | Piping Set Including Shut-Off Cock M10-Ø | 5034 | 111.4609
| S100231 | Nut M10X1X5 (5 Pcs.) | 5036 | 24.415
| S100235 | Shut-Off Cock M10-Ø10 | 5037 | 44.9236
| S62715 | Gasket Ø 14,5X8,5X2 (10 Pcs.) | 5039 | 20.0717
| S100402 | Coupling 3/4" X 22 X 1 |  | 45.2063
| 7619082 | Maintenance Set 2 Avanta |  | 56.8484
| 7668579 | Maintenance Set 2 (Basic) |  | 42.1223
Avantaplus combi 9 | S63112 | PIPE-WORK KIT | 9001 | 147.261
| S100209 | Stand Off Frame | 9004 | 188.381
| S56157 | Gasket Ø 18.3 X 12.7 X2 Mm. (10 Pcs.) | 9005 | 11.4108
| S40824 | Clamp Ring 22Mm (10 Pcs.) | 9006 | 15.0088
| S37365 | Clamp Ring 15Mm (10 Pcs.) | 9007 | 22.0506
| S46023 | Nut For 22Mm Copper Tail (10 Pcs.) | 9008 | 33.6927
| S58766 | Nut For 15Mm Copper Tail (10 Pcs.) | 9009 | 24.0038
| S62725 | Hairpin Spring 22 Mm(25 Pcs.) | 9010 | 20.3544
| S62432 | TIMER CLOCK | 9012 | 136.467
| 7619082 | Maintenance Set 2 Avanta |  | 56.8484
| 7668579 | Maintenance Set 2 (Basic) |  | 42.1223

## Tzerra
Tzerra 15-24DS GenExp
Producto | Referencia | Descripcion | Posicion | PVP
Tzerra 15-24DS GenExp | 7600123 | Casing front panel | 1001 | 94.1905
| S103362 | Fixation screws for Frontcover | 1002 | 9.6889
| 7600078 | S Set Seals Casing | 1003 | 25.957
| 7628597 | HMI Rail Set (2x) | 1004 | 8.9179
| S101760 | Heat exchanger 28kW | 2001 | 541.0107
| S101758 | Condensate collector 28kW | 2002 | 53.3532
| 7640426 | Modulating, energy-efficient pump (10-28 | 2003 | 275.6839
| S101731 | Siphon | 2004 | 29.7606
| S101734 | Pipe flue gas | 2006 | 62.7594
| S103359 | Adapter for flue gas pipe | 2007 | 21.2025
| S101764 | Electrode ignition/ionisation | 2008 | 26.5224
| S101770 | Vent auto air bleed device | 2010 | 12.4131
| S101754 | Gasket for burner 28 kW | 2011 | 18.8124
| S101689 | FLUE GAS ADAPTER 60/100 | 2012 | 40.092
| S101756 | Gasket set | 2013 | 64.7126
| S101740 | Set with clips, nuts and screws | 2014 | 18.4012
| S62105 | Gasket For Electrode (10 Pcs.) | 2015 | 13.107
| S101732 | Gas air unit 15-28 kW | 3001 | 400.7658
| S101752 | Burner 28kW | 3002 | 94.6017
| S101729 | Pipe set flow - return - gas | 3003 | 159.597
| S56155 | Gasket 23.8Mm O/D X 17.2Mm I/D X 2Mm (20 | 3004 | 14.4691
| 7600498 | Connection Box Extended - Black | 4002 | 73.8361
| S103360 | Cable Set | 4003 | 47.1595
| S101771 | Sensors Set HL(1Pc) and NTC(2pcs) | 4005 | 25.1346
| S101762 | Parameter Storage Unit | 4007 | 15.163
| S101765 | Actuator With Three-Way-Valve | 5002 | 44.9236
| 7603675 | Hydroblockset Complete (Energy-efficient | 5004 | 595.7517
| S101763 | Temperature/Pressure Gauge | 5005 | 33.6927
| S101772 | Safety pressure relief valve | 5006 | 40.0149
| S101740 | Set with clips, nuts and screws | 5010 | 18.4012
| 7600525 | Expansion Vessel 8 L | 5012 | 123.7969
| S100239 | Pipe Safety Valve | 5015 | 18.4012
| S100814 | Clip 10,3 (5 Pcs.) | 5016 | 9.4833
| 7600652 | Set Additional Parts |  | 61.3459
| 7603346 | SERVICE SET TAPS F |  | 53.0705
| S102993 | Service kit -A- (10-28kW) |  | 25.2631
| S102994 | Service kit -B- (10-28kW) |  | 47.031
| 7601342 | Service set C - Solo |  | 48.573
Tzerra 24S GenExp
Tzerra 24S GenExp | 7600123 | Casing front panel | 1001 | 94.1905
| S103362 | Fixation screws for Frontcover | 1002 | 9.6889
| 7600078 | S Set Seals Casing | 1003 | 25.957
| 7628597 | HMI Rail Set (2x) | 1004 | 8.9179
| S101760 | Heat exchanger 28kW | 2001 | 541.0107
| S101758 | Condensate collector 28kW | 2002 | 53.3532
| 7640426 | Modulating, energy-efficient pump (10-28 | 2003 | 275.6839
| S101731 | Siphon | 2004 | 29.7606
| S101734 | Pipe flue gas | 2006 | 62.7594
| S103359 | Adapter for flue gas pipe | 2007 | 21.2025
| S101764 | Electrode ignition/ionisation | 2008 | 26.5224
| S101770 | Vent auto air bleed device | 2010 | 12.4131
| S101754 | Gasket for burner 28 kW | 2011 | 18.8124
| S101689 | FLUE GAS ADAPTER 60/100 | 2012 | 40.092
| S101756 | Gasket set | 2013 | 64.7126
| S101740 | Set with clips, nuts and screws | 2014 | 18.4012
| S62105 | Gasket For Electrode (10 Pcs.) | 2015 | 13.107
| S101732 | Gas air unit 15-28 kW | 3001 | 400.7658
| S101752 | Burner 28kW | 3002 | 94.6017
| S101729 | Pipe set flow - return - gas | 3003 | 159.597
| S56155 | Gasket 23.8Mm O/D X 17.2Mm I/D X 2Mm (20 | 3004 | 14.4691
| 7600498 | Connection Box Extended - Black | 4002 | 73.8361
| S103360 | Cable Set | 4003 | 47.1595
| S101771 | Sensors Set HL(1Pc) and NTC(2pcs) | 4005 | 25.1346
| S101762 | Parameter Storage Unit | 4007 | 15.163
| 7608919 | Hydroblock set complete 24S (Flat - Clas | 5004 | 628.879
| S101763 | Temperature/Pressure Gauge | 5005 | 33.6927
| S101772 | Safety pressure relief valve | 5006 | 40.0149
| S101740 | Set with clips, nuts and screws | 5010 | 18.4012
| 7600525 | Expansion Vessel 8 L | 5012 | 123.7969
| S100239 | Pipe Safety Valve | 5015 | 18.4012
| S100814 | Clip 10,3 (5 Pcs.) | 5016 | 9.4833
| 7603346 | SERVICE SET TAPS F |  | 53.0705
| 7600652 | Set Additional Parts |  | 61.3459
| S102993 | Service kit -A- (10-28kW) |  | 25.2631
| S102994 | Service kit -B- (10-28kW) |  | 47.031
| 7601342 | Service set C - Solo |  | 48.573
Tzerra 24-28C GenExp
Tzerra 24-28C GenExp | 7600123 | Casing front panel | 1001 | 94.1905
| S103362 | Fixation screws for Frontcover | 1002 | 9.6889
| 7600078 | S Set Seals Casing | 1003 | 25.957
| 7628597 | HMI Rail Set (2x) | 1004 | 8.9179
| S101760 | Heat exchanger 28kW | 2001 | 541.0107
| S101758 | Condensate collector 28kW | 2002 | 53.3532
| 7640426 | Modulating, energy-efficient pump (10-28 | 2003 | 275.6839
| S101731 | Siphon | 2004 | 29.7606
| S101734 | Pipe flue gas | 2006 | 62.7594
| S103359 | Adapter for flue gas pipe | 2007 | 21.2025
| S101764 | Electrode ignition/ionisation | 2008 | 26.5224
| S101770 | Vent auto air bleed device | 2010 | 12.4131
| S101754 | Gasket for burner 28 kW | 2011 | 18.8124
| S101689 | FLUE GAS ADAPTER 60/100 | 2012 | 40.092
| S101756 | Gasket set | 2013 | 64.7126
| S101740 | Set with clips, nuts and screws | 2014 | 18.4012
| S62105 | Gasket For Electrode (10 Pcs.) | 2015 | 13.107
| S101732 | Gas air unit 15-28 kW | 3001 | 400.7658
| S101752 | Burner 28kW | 3002 | 94.6017
| S101729 | Pipe set flow - return - gas | 3003 | 159.597
| S56155 | Gasket 23.8Mm O/D X 17.2Mm I/D X 2Mm (20 | 3004 | 14.4691
| 7600498 | Connection Box Extended - Black | 4002 | 73.8361
| S103360 | Cable Set | 4003 | 47.1595
| S101771 | Sensors Set HL(1Pc) and NTC(2pcs) | 4005 | 25.1346
| S101769 | Sensor DHW flow | 4006 | 27.9359
| S101762 | Parameter Storage Unit | 4007 | 15.163
| S101749 | Plate heat exchanger 24kW | 5001 | 85.7609
| S101750 | Plate heat exchanger 28kW | 5001 | 93.6251
| S101765 | Actuator With Three-Way-Valve | 5002 | 44.9236
| S101766 | Cartridge (8L/min.) | 5003 | 25.4173
| 7601063 | Cartridge (10 L/min) | 5003 | 24.8519
| 7624562 | Hydroblock set complete 24C (Flat - Clas | 5004 | 559.7974
| 7601809 | Hydraulic set (28C/Class A) | 5004 | 717.8781
| S101763 | Temperature/Pressure Gauge | 5005 | 33.6927
| S101772 | Safety pressure relief valve | 5006 | 40.0149
| S100805 | Filter System For Plate X Primary Flow | 5007 | 17.5531
| S101756 | Gasket set | 5009 | 64.7126
| S101740 | Set with clips, nuts and screws | 5010 | 18.4012
| S59141 | Screw M5X18 (15 Pcs.) | 5011 | 11.7449
| 7600525 | Expansion Vessel 8 L | 5012 | 123.7969
| S100239 | Pipe Safety Valve | 5015 | 18.4012
| S100814 | Clip 10,3 (5 Pcs.) | 5016 | 9.4833
| 7603346 | SERVICE SET TAPS F |  | 53.0705
| 7600652 | Set Additional Parts |  | 61.3459
| S102993 | Service kit -A- (10-28kW) |  | 25.2631
| S102994 | Service kit -B- (10-28kW) |  | 47.031
| 7600135 | Service kit -C- (10-28 kW 8L) |  | 71.446
| 7602138 | Service kit -C- (28 kW 10L) |  | 71.446
Tzerra 35-39C GenExp
Tzerra 35-39C GenExp | 7600123 | Casing front panel | 1001 | 94.1905
| S103362 | Fixation screws for Frontcover | 1002 | 9.6889
| 7600078 | S Set Seals Casing | 1003 | 25.957
| 7628597 | HMI Rail Set (2x) | 1004 | 8.9179
| S101761 | Heat exchanger 40kW | 2001 | 837.049
| S101759 | Condensate collector 40kW | 2002 | 63.0164
| 7659603 | Modulating, energy-efficient pump (30-40 | 2003 | 275.4012
| S101731 | Siphon | 2004 | 29.7606
| S101734 | Pipe flue gas | 2006 | 62.7594
| S103359 | Adapter for flue gas pipe | 2007 | 21.2025
| S101764 | Electrode ignition/ionisation | 2008 | 26.5224
| S101770 | Vent auto air bleed device | 2010 | 12.4131
| S101755 | Gasket for burner 40 kW | 2011 | 20.4829
| S101689 | FLUE GAS ADAPTER 60/100 | 2012 | 40.092
| S101756 | Gasket set | 2013 | 64.7126
| S101740 | Set with clips, nuts and screws | 2014 | 18.4012
| S62105 | Gasket For Electrode (10 Pcs.) | 2015 | 13.107
| S101733 | Gas air unit "40" | 3001 | 400.7658
| S101753 | Burner 40kW | 3002 | 109.482
| S101729 | Pipe set flow - return - gas | 3003 | 159.597
| S56155 | Gasket 23.8Mm O/D X 17.2Mm I/D X 2Mm (20 | 3004 | 14.4691
| 7600498 | Connection Box Extended - Black | 4002 | 73.8361
| S103360 | Cable Set | 4003 | 47.1595
| S101771 | Sensors Set HL(1Pc) and NTC(2pcs) | 4005 | 25.1346
| S101769 | Sensor DHW flow | 4006 | 27.9359
| S101762 | Parameter Storage Unit | 4007 | 15.163
| S101751 | Plate heat exchanger 39kW | 5001 | 99.0992
| S101765 | Actuator With Three-Way-Valve | 5002 | 44.9236
| 7600499 | Cartridge (12L/min.) | 5003 | 23.3099
| 7614627 | Hydroblock set complete 35C (Class A, fl | 5004 | 647.4087
| S101763 | Temperature/Pressure Gauge | 5005 | 33.6927
| S101772 | Safety pressure relief valve | 5006 | 40.0149
| S100805 | Filter System For Plate X Primary Flow | 5007 | 17.5531
| S101756 | Gasket set | 5009 | 64.7126
| S101740 | Set with clips, nuts and screws | 5010 | 18.4012
| S59141 | Screw M5X18 (15 Pcs.) | 5011 | 11.7449
| 7600525 | Expansion Vessel 8 L | 5012 | 123.7969
| S100239 | Pipe Safety Valve | 5015 | 18.4012
| S100814 | Clip 10,3 (5 Pcs.) | 5016 | 9.4833
| 7603346 | SERVICE SET TAPS F |  | 53.0705
| 7600652 | Set Additional Parts |  | 61.3459
| S103019 | Servicekit-A-(35-39kW) |  | 35.3632
| S103020 | Servicekit -B- (35-39kW) |  | 54.1756
| S103021 | Service kit -C- (39kW 12L) |  | 80.5695

## Calenta
Calenta 15S / 25S General Export 1
Producto | Referencia | Descripcion | Posicion | PVP
Calenta 15S / 25S General Export 1 | S100938 | Casing Front Panel | 1001 | 110.6128
| S100939 | Cover Drop Down "R" | 1002 | 40.1434
| S101298 | Cap Blind Scu | 1003 | 20.2259
| S100900 | Wall Bracket Boiler | 1004 | 18.14
| S101403 | Stud Quarter Retainer |  | 13.8523
| S62791 | Mounting Set For Boiler |  | 13.107
| S101030 | Maintenance Set "A" |  | 33.6927
| S101031 | Maintenance Set "B" |  | 50.5262
Calenta 15S / 25S General Export 2 | 7701124 | Heat Exchanger 28kW | 2001 | 653.9879
| S100894 | Condensate Collector 253Mm | 2002 | 83.2423
| S100703 | PUMP A | 2003 | 294.4449
| S100905 | Siphon Assembly | 2004 | 22.3076
| S100909 | Piping Set Flow And Return (flexible) | 2005 | 152.7351
| 7702672 | Pipe Flow | 2005 | 48.7015
| 7702675 | Pipe return | 2005 | 48.7015
| S100854 | Flue Gas Exhaust Pipe Ø 80 (28Kw) | 2006 | 129.2967
| S100906 | Sealing Ring Siphon | 2007 | 11.9762
| S100815 | O-Ring 76X4 (5 Pcs.) | 2009 | 21.2025
| S59597 | O-Ring 18Ø X 2.8 (10 Pcs.) | 2010 | 11.7449
| S101003 | Sensor Temperaturentc (2 Pcs.) | 2011 | 14.0065
| S100890 | Electrode Ignition/Ionisation | 2012 | 40.4261
| S59118 | Glass Inspection Set | 2013 | 12.336
| S62105 | Gasket For Electrode (10 Pcs.) | 2014 | 13.107
| S48950 | Screw M4 X 10 (50 Pcs.) | 2015 | 13.2869
| S100880 | Gasket For Burner 206X82 | 2016 | 12.5416
| S62728 | Vent Auto Air Bleed Device | 2017 | 23.5926
| S101178 | Key For Air Vent (2 Pcs.) | 2017 | 6.3479
| S100895 | Hose connection M7X1 | 2018 | 7.5815
| S100891 | Hose silicone 8x4x715 | 2019 | 14.0065
| S100888 | Gasket Heatechanger-Condensate Collector | 2020 | 12.7729
| S100892 | Gasket Flue Gas Discharge-Condensate Col | 2021 | 13.2355
| S100855 | Sealing Ring Ø 80 (5 Pcs.) | 2022 | 30.326
| S100850 | Cap Measure Point Flue Gas Pipe | 2023 | 25.957
| S100901 | Fixing Strip Heat Exchanger | 2024 | 13.4154
| S100848 | Clip For Fluegas Pipe (2 Pcs.) | 2025 | 15.2915
| S100465 | ADAPTER FLUE 80/125 | 2027 | 39.8607
| S62232 | Screw Cap Flue Gas Measure Point (5 Pcs. | 2028 | 18.8124
| S62233 | Plug For Air Inlet Measure Point (5 Pcs) | 2029 | 17.2704
| S59141 | Screw M5X18 (15 Pcs.) | 2030 | 11.7449
| S59586 | Hairpin Spring 18 Mm (10 Pcs.) | 2032 | 19.6605
| S100838 | Transformer Ignition Incl. Electrode Ign | 2033 | 53.7644
| S100954 | Hose Clamp (10 Pcs) | 2034 | 57.2596
| S100925 | Expansion Vessel | 2036 | 184.3204
| S100908 | Pipe Between Pump And Expansion Vessel | 2037 | 33.5385
| S44483 | Nut M 8 (10 Pcs.) | 2038 | 12.8243
| S101007 | Star Washer 8,2 (4 Pcs) | 2039 | 15.4457
| S101005 | Sensor Temperature Hl | 2050 | 18.5297
Calenta 15S / 25S General Export 3 | S101507 | Gas Combination Block with Throttle | 3001 | 120.7129
| S100878 | Fan Assembly Rg118 - R19,5X1 | 3002 | 226.2885
| S100886 | Fan Assembly Rg118 - R14,2X1 | 3002 | 202.2847
| S100879 | Burner 28 kW 198 mm | 3003 | 87.1744
| S100881 | Seal Ro. 83Mm With Valve (28Kw) | 3004 | 18.5297
| S100882 | Cover Gas/Air Chamber 220X84 Mm. | 3005 | 107.2461
| S100910 | Gassupply Pipe | 3006 | 59.9324
| S100911 | Air Supply Damper | 3007 | 22.3076
| S56155 | Gasket 23.8Mm O/D X 17.2Mm I/D X 2Mm (20 | 3008 | 14.4691
| S100883 | Restriktionring Lgas 5,8 Mm. | 3009 | 28.784
| S101245 | Restriktionring Lgas 4,40 mm. | 3009 | 27.9359
| S101256 | Restriktionring 3,70 Mm. | 3009 | 35.6459
| S101277 | Restriktionring Hgas 4,95 Mm. | 3009 | 21.8964
| S100806 | Sanitary connecting Piece | 3010 | 28.2186
| S100951 | Screw 7985 M5X25 (10 Pcs.) | 3011 | 12.4902
| S101010 | Nut G3/4" | 3012 | 13.5696
Calenta 15S / 25S General Export 4 | 7649094 | Pcb PCU 03 | 4001 | 299.9704
| S103300 | PCB Su-01 | 4002 | 67.1027
| S100859 | Display Print | 4003 | 157.4896
| S43561 | Fuse Glass 2 Amp Slow (10 Pcs.) | 4004 | 36.9309
| S6778 | Fuse Glass 6,30 Amp Slow (10 Pcs.) | 4004 | 30.6087
| S100821 | Pressure Sensor | 4006 | 25.4173
| S100838 | Transformer Ignition Incl. Electrode Ign | 4007 | 53.7644
| S101003 | Sensor Temperaturentc (2 Pcs.) | 4008 | 14.0065
| S100846 | Cable For Pump | 4009 | 21.8964
| S100840 | Cable 24V. Sensoren. | 4009 | 76.5089
| S100842 | Cable Three-Way-Valve | 4009 | 14.8803
| S100844 | Cable Of Gasblock And Ignition Transform | 4009 | 33.9754
| S100845 | Cable power supply (L = 1500 Mm.) | 4009 | 34.952
| S59372 | Cable Clamp | 4010 | 11.3594
| S100861 | Gasket Oval (5 Pcs.) | 4011 | 16.5765
| S62185 | Screw Kb30X8 (10 Pcs.) | 4012 | 8.5324
| S59367 | Screw Kb35X12 (10 Pcs.) | 4012 | 11.6421
| S100852 | Protection Cover | 4013 | 23.0272
| S100857 | Controle Panel With Display Printboard | 4014 | 192.5958
| S48950 | Screw M4 X 10 (50 Pcs.) | 4015 | 13.2869
| S101005 | Sensor Temperature Hl | 4016 | 18.5297
| 7602482 | Board Print, Storage Unit Parameter Psu0 |  | 25.1346
| S100841 | Cable 230V. Switch |  | 40.2976
| S101253 | Boiler Light |  | 81.2634
| S100229 | Switch On/Off |  | 15.8569
| S101680 | Cable SCU |  | 9.4576
| S101681 | Cable SCU 230V |  | 10.6912
Calenta 15S / 25S General Export 5 | S100823 | Actuator With Three-Way-Valve | 5002 | 78.7448
| S100820 | Hydroblock Right System (Incl. Pressure | 5004 | 125.9043
| 7678566 | Hydroblock Left System | 5006 | 77.4855
| S100829 | Safety Pressure Relief Valve With Pipe | 5008 | 60.4978
| S100821 | Pressure Sensor | 5010 | 25.4173
| S100815 | O-Ring 76X4 (5 Pcs.) | 5011 | 21.2025
| S59597 | O-Ring 18Ø X 2.8 (10 Pcs.) | 5012 | 11.7449
| S59586 | Hairpin Spring 18 Mm (10 Pcs.) | 5013 | 19.6605
| S100873 | Clip For Hose (5 Pcs.) | 5014 | 31.1741
| S100835 | Hairpin Spring 16 Mm. (10 Pcs.) | 5015 | 19.5063
| S100810 | C-Ring 25,2X17Mm. (20 Pcs.) | 5016 | 18.8124
| S100813 | Clip 26 (20 Pcs.) | 5017 | 14.4691
| S100826 | Screw K50X28 (10 Pcs.) | 5019 | 11.0253
| S100814 | Clip 10,3 (5 Pcs.) | 5022 | 9.4833
| S100832 | Clip 26 With Handle (10 Pcs.) | 5023 | 14.8803
| S59141 | Screw M5X18 (15 Pcs.) | 5025 | 11.7449
| S101002 | Condensate Drain | 5027 | 26.9593
| S100866 | Hose Of Safety Valve | 5028 | 45.0521
| 7680933 | Screw M5 x 8 mm (3x) | 5029 | 5.8082
| S62727 | Grommet 20 Mm. (15 Pcs) | 5030 | 23.3099
| S100809 | Flow And Return Connection Piece 18Mm. | 5031 | 39.4495
| S100811 | Connection Piece Hydroblock System | 5033 | 54.3298
| S100898 | Tulle System | 5034 | 15.163
| S100857 | Controle Panel With Display Printboard |  | 192.5958
| S100871 | Cock 1/2" Sanitary |  | 50.5262
| S100872 | Gas Cock |  | 58.9
| S100874 | Tap G1/2" Disconnecteur |  | 56.0003
| S100876 | Pressure Gauge |  | 41.6854
| S100896 | Pipe For Pressure Gauge |  | 31.7138
| S100937 | FRAME MOUNTING |  | 179.129
| S101001 | Pipe Set 22/15 Mm |  | 72.2941
| S101011 | Pipe Set Disconnecteur |  | 109.6362
| S62725 | Hairpin Spring 22 Mm(25 Pcs.) |  | 20.3544
| S100231 | Nut M10X1X5 (5 Pcs.) |  | 24.415
| S56157 | Gasket Ø 18.3 X 12.7 X2 Mm. (10 Pcs.) |  | 11.4108
| S100235 | Shut-Off Cock M10-Ø10 |  | 44.9236
| S100245 | Piping Set Including Shut-Off Cock M10-Ø |  | 111.4609
| S56155 | Gasket 23.8Mm O/D X 17.2Mm I/D X 2Mm (20 |  | 14.4691
Calenta 15DS / 25DS General Export 1
Calenta 15DS / 25DS General Export 1 | S100938 | Casing Front Panel | 1001 | 110.6128
| S100939 | Cover Drop Down "R" | 1002 | 40.1434
| S101298 | Cap Blind Scu | 1003 | 20.2259
| S100900 | Wall Bracket Boiler | 1004 | 18.14
| S101403 | Stud Quarter Retainer |  | 13.8523
| S62791 | Mounting Set For Boiler |  | 13.107
Calenta 15DS / 25DS General Export 2 | 7701124 | Heat Exchanger 28kW | 2001 | 653.9879
| S100894 | Condensate Collector 253Mm | 2002 | 83.2423
| S100703 | PUMP A | 2003 | 294.4449
| S100905 | Siphon Assembly | 2004 | 22.3076
| S100909 | Piping Set Flow And Return (flexible) | 2005 | 152.7351
| 7702672 | Pipe Flow | 2005 | 48.7015
| 7702675 | Pipe return | 2005 | 48.7015
| S100854 | Flue Gas Exhaust Pipe Ø 80 (28Kw) | 2006 | 129.2967
| S100906 | Sealing Ring Siphon | 2007 | 11.9762
| S100815 | O-Ring 76X4 (5 Pcs.) | 2009 | 21.2025
| S59597 | O-Ring 18Ø X 2.8 (10 Pcs.) | 2010 | 11.7449
| S101003 | Sensor Temperaturentc (2 Pcs.) | 2011 | 14.0065
| S100890 | Electrode Ignition/Ionisation | 2012 | 40.4261
| S59118 | Glass Inspection Set | 2013 | 12.336
| S62105 | Gasket For Electrode (10 Pcs.) | 2014 | 13.107
| S48950 | Screw M4 X 10 (50 Pcs.) | 2015 | 13.2869
| S100880 | Gasket For Burner 206X82 | 2016 | 12.5416
| S62728 | Vent Auto Air Bleed Device | 2017 | 23.5926
| S101178 | Key For Air Vent (2 Pcs.) | 2017 | 6.3479
| S100895 | Hose connection M7X1 | 2018 | 7.5815
| S100891 | Hose silicone 8x4x715 | 2019 | 14.0065
| S100888 | Gasket Heatechanger-Condensate Collector | 2020 | 12.7729
| S100892 | Gasket Flue Gas Discharge-Condensate Col | 2021 | 13.2355
| S100855 | Sealing Ring Ø 80 (5 Pcs.) | 2022 | 30.326
| S100850 | Cap Measure Point Flue Gas Pipe | 2023 | 25.957
| S100901 | Fixing Strip Heat Exchanger | 2024 | 13.4154
| S100848 | Clip For Fluegas Pipe (2 Pcs.) | 2025 | 15.2915
| S100465 | ADAPTER FLUE 80/125 | 2027 | 39.8607
| S62232 | Screw Cap Flue Gas Measure Point (5 Pcs. | 2028 | 18.8124
| S62233 | Plug For Air Inlet Measure Point (5 Pcs) | 2029 | 17.2704
| S59141 | Screw M5X18 (15 Pcs.) | 2030 | 11.7449
| S59586 | Hairpin Spring 18 Mm (10 Pcs.) | 2032 | 19.6605
| S100838 | Transformer Ignition Incl. Electrode Ign | 2033 | 53.7644
| S100954 | Hose Clamp (10 Pcs) | 2034 | 57.2596
| S100925 | Expansion Vessel | 2036 | 184.3204
| S100908 | Pipe Between Pump And Expansion Vessel | 2037 | 33.5385
| S44483 | Nut M 8 (10 Pcs.) | 2038 | 12.8243
| S101007 | Star Washer 8,2 (4 Pcs) | 2039 | 15.4457
| S101005 | Sensor Temperature Hl | 2050 | 18.5297
Calenta 15DS / 25DS General Export 3 | S101507 | Gas Combination Block with Throttle | 3001 | 120.7129
| S100878 | Fan Assembly Rg118 - R19,5X1 | 3002 | 226.2885
| S100886 | Fan Assembly Rg118 - R14,2X1 | 3002 | 202.2847
| S100879 | Burner 28 kW 198 mm | 3003 | 87.1744
| S100881 | Seal Ro. 83Mm With Valve (28Kw) | 3004 | 18.5297
| S100882 | Cover Gas/Air Chamber 220X84 Mm. | 3005 | 107.2461
| S100910 | Gassupply Pipe | 3006 | 59.9324
| S100911 | Air Supply Damper | 3007 | 22.3076
| S56155 | Gasket 23.8Mm O/D X 17.2Mm I/D X 2Mm (20 | 3008 | 14.4691
| S101542 | RING RESTRICTION ?3,95 | 3009 | 21.4595
| S101541 | RESTRICTIERING BP 3.00MM (15KW) | 3009 | 21.4595
| S100806 | Sanitary connecting Piece | 3010 | 28.2186
| S100951 | Screw 7985 M5X25 (10 Pcs.) | 3011 | 12.4902
| S101010 | Nut G3/4" | 3012 | 13.5696
Calenta 15DS / 25DS General Export 4 | 7649094 | Pcb PCU 03 | 4001 | 299.9704
| S103300 | PCB Su-01 | 4002 | 67.1027
| S100859 | Display Print | 4003 | 157.4896
| S43561 | Fuse Glass 2 Amp Slow (10 Pcs.) | 4004 | 36.9309
| S6778 | Fuse Glass 6,30 Amp Slow (10 Pcs.) | 4004 | 30.6087
| S100821 | Pressure Sensor | 4006 | 25.4173
| S100838 | Transformer Ignition Incl. Electrode Ign | 4007 | 53.7644
| S101003 | Sensor Temperaturentc (2 Pcs.) | 4008 | 14.0065
| S100846 | Cable For Pump | 4009 | 21.8964
| S100840 | Cable 24V. Sensoren. | 4009 | 76.5089
| S100842 | Cable Three-Way-Valve | 4009 | 14.8803
| S100844 | Cable Of Gasblock And Ignition Transform | 4009 | 33.9754
| S100845 | Cable power supply (L = 1500 Mm.) | 4009 | 34.952
| S59372 | Cable Clamp | 4010 | 11.3594
| S100861 | Gasket Oval (5 Pcs.) | 4011 | 16.5765
| S62185 | Screw Kb30X8 (10 Pcs.) | 4012 | 8.5324
| S59367 | Screw Kb35X12 (10 Pcs.) | 4012 | 11.6421
| S100852 | Protection Cover | 4013 | 23.0272
| S100857 | Controle Panel With Display Printboard | 4014 | 192.5958
| S48950 | Screw M4 X 10 (50 Pcs.) | 4015 | 13.2869
| S101005 | Sensor Temperature Hl | 4016 | 18.5297
| 7602482 | Board Print, Storage Unit Parameter Psu0 |  | 25.1346
| S101253 | Boiler Light |  | 81.2634
| S100229 | Switch On/Off |  | 15.8569
| S101680 | Cable SCU |  | 9.4576
| S101681 | Cable SCU 230V |  | 10.6912
Calenta 15DS / 25DS General Export 5 | S100823 | Actuator With Three-Way-Valve | 5002 | 78.7448
| S100822 | Hydroblock Right + Actuator + Pressure S | 5004 | 154.2771
| 7678564 | Hydroblock Left DS | 5006 | 106.2695
| S100824 | Housing Cartridge | 5007 | 47.1595
| S100829 | Safety Pressure Relief Valve With Pipe | 5008 | 60.4978
| S100821 | Pressure Sensor | 5010 | 25.4173
| S100815 | O-Ring 76X4 (5 Pcs.) | 5011 | 21.2025
| S59597 | O-Ring 18Ø X 2.8 (10 Pcs.) | 5012 | 11.7449
| S59586 | Hairpin Spring 18 Mm (10 Pcs.) | 5013 | 19.6605
| S100873 | Clip For Hose (5 Pcs.) | 5014 | 31.1741
| S100835 | Hairpin Spring 16 Mm. (10 Pcs.) | 5015 | 19.5063
| S100810 | C-Ring 25,2X17Mm. (20 Pcs.) | 5016 | 18.8124
| S100813 | Clip 26 (20 Pcs.) | 5017 | 14.4691
| S100816 | O-Ring 22X2.5 (10 Pcs.) | 5018 | 15.7284
| S100826 | Screw K50X28 (10 Pcs.) | 5019 | 11.0253
| S100814 | Clip 10,3 (5 Pcs.) | 5022 | 9.4833
| S100832 | Clip 26 With Handle (10 Pcs.) | 5023 | 14.8803
| S59141 | Screw M5X18 (15 Pcs.) | 5025 | 11.7449
| S101002 | Condensate Drain | 5027 | 26.9593
| S100866 | Hose Of Safety Valve | 5028 | 45.0521
| S100825 | Screw K50X12 (20 Pcs.) | 5029 | 12.6701
| S62727 | Grommet 20 Mm. (15 Pcs) | 5030 | 23.3099
| S100809 | Flow And Return Connection Piece 18Mm. | 5031 | 39.4495
| S100808 | Connecting Piece Sanitary 13Mm. | 5032 | 37.7533
| S100827 | Connection Piece Hydroblock 2S | 5033 | 90.1299
| 7680933 | Screw M5 x 8 mm (3x) | 5085 | 5.8082
| S100857 | Controle Panel With Display Printboard |  | 192.5958
| S100871 | Cock 1/2" Sanitary |  | 50.5262
| S100872 | Gas Cock |  | 58.4
| S100874 | Tap G1/2" Disconnecteur |  | 56.0003
| S100876 | Pressure Gauge |  | 41.6854
| S100896 | Pipe For Pressure Gauge |  | 31.7138
| S100937 | FRAME MOUNTING |  | 179.129
| S101001 | Pipe Set 22/15 Mm |  | 72.2941
| S101011 | Pipe Set Disconnecteur |  | 109.6362
| S62725 | Hairpin Spring 22 Mm(25 Pcs.) |  | 20.3544
| S100231 | Nut M10X1X5 (5 Pcs.) |  | 24.415
| S56157 | Gasket Ø 18.3 X 12.7 X2 Mm. (10 Pcs.) |  | 11.4108
| S100235 | Shut-Off Cock M10-Ø10 |  | 44.9236
| S100245 | Piping Set Including Shut-Off Cock M10-Ø |  | 111.4609
| S56155 | Gasket 23.8Mm O/D X 17.2Mm I/D X 2Mm (20 |  | 14.4691
Calenta 28C General Export 1
Calenta 28C General Export 1 | S100938 | Casing Front Panel | 1001 | 110.6128
| S100939 | Cover Drop Down "R" | 1002 | 40.1434
| S101298 | Cap Blind Scu | 1003 | 20.2259
| S100900 | Wall Bracket Boiler | 1004 | 18.4
| S101403 | Stud Quarter Retainer | 1006 | 13.8523
| S62791 | Mounting Set For Boiler |  | 13.107
| S101030 | Maintenance Set "A" |  | 33.6927
| S101031 | Maintenance Set "B" |  | 50.5262
| S101032 | Maintenance Set "C" Combi |  | 84.2189
Calenta 28C General Export 2 | 7701124 | Heat Exchanger 28kW | 2001 | 653.9879
| S100894 | Condensate Collector 253Mm | 2002 | 83.2423
| S100703 | PUMP A | 2003 | 294.4449
| S100905 | Siphon Assembly | 2004 | 22.3076
| S100909 | Piping Set Flow And Return (flexible) | 2005 | 152.7351
| 7702672 | Pipe Flow | 2005 | 48.7015
| 7702675 | Pipe return | 2005 | 48.7015
| S100854 | Flue Gas Exhaust Pipe Ø 80 (28Kw) | 2006 | 129.2967
| S100906 | Sealing Ring Siphon | 2007 | 11.9762
| S100815 | O-Ring 76X4 (5 Pcs.) | 2009 | 21.2025
| S59597 | O-Ring 18Ø X 2.8 (10 Pcs.) | 2010 | 11.7449
| S101003 | Sensor Temperaturentc (2 Pcs.) | 2011 | 14.0065
| S100890 | Electrode Ignition/Ionisation | 2012 | 40.4261
| S59118 | Glass Inspection Set | 2013 | 12.336
| S62105 | Gasket For Electrode (10 Pcs.) | 2014 | 13.107
| S48950 | Screw M4 X 10 (50 Pcs.) | 2015 | 13.2869
| S100880 | Gasket For Burner 206X82 | 2016 | 12.5416
| S62728 | Vent Auto Air Bleed Device | 2017 | 23.5926
| S101178 | Key For Air Vent (2 Pcs.) | 2017 | 6.3479
| S100895 | Hose connection M7X1 | 2018 | 7.5815
| S100891 | Hose silicone 8x4x715 | 2019 | 14.0065
| S100888 | Gasket Heatechanger-Condensate Collector | 2020 | 12.7729
| S100892 | Gasket Flue Gas Discharge-Condensate Col | 2021 | 13.2355
| S100855 | Sealing Ring Ø 80 (5 Pcs.) | 2022 | 30.326
| S100850 | Cap Measure Point Flue Gas Pipe | 2023 | 25.957
| S100901 | Fixing Strip Heat Exchanger | 2024 | 13.4154
| S100848 | Clip For Fluegas Pipe (2 Pcs.) | 2025 | 15.2915
| S100465 | ADAPTER FLUE 80/125 | 2027 | 39.8607
| S62232 | Screw Cap Flue Gas Measure Point (5 Pcs. | 2028 | 18.8124
| S62233 | Plug For Air Inlet Measure Point (5 Pcs) | 2029 | 17.2704
| S59141 | Screw M5X18 (15 Pcs.) | 2030 | 11.7449
| S59586 | Hairpin Spring 18 Mm (10 Pcs.) | 2032 | 19.6605
| S100838 | Transformer Ignition Incl. Electrode Ign | 2033 | 53.7644
| S100954 | Hose Clamp (10 Pcs) | 2034 | 57.2596
| S100925 | Expansion Vessel | 2036 | 184.3204
| S100908 | Pipe Between Pump And Expansion Vessel | 2037 | 33.5385
| S44483 | Nut M 8 (10 Pcs.) | 2038 | 12.8243
| S101007 | Star Washer 8,2 (4 Pcs) | 2039 | 15.4457
| S101005 | Sensor Temperature Hl | 2050 | 18.5297
Calenta 28C General Export 3 | S101507 | Gas Combination Block with Throttle | 3001 | 120.7129
| S100878 | Fan Assembly Rg118 - R19,5X1 | 3002 | 226.2885
| S100879 | Burner 28 kW 198 mm | 3003 | 87.1744
| S100881 | Seal Ro. 83Mm With Valve (28Kw) | 3004 | 18.5297
| S100882 | Cover Gas/Air Chamber 220X84 Mm. | 3005 | 107.2461
| S100910 | Gassupply Pipe | 3006 | 59.9324
| S100911 | Air Supply Damper | 3007 | 22.3076
| S56155 | Gasket 23.8Mm O/D X 17.2Mm I/D X 2Mm (20 | 3008 | 14.4691
| S100806 | Sanitary connecting Piece | 3010 | 28.2186
| S100951 | Screw 7985 M5X25 (10 Pcs.) | 3011 | 12.4902
| S101010 | Nut G3/4" | 3012 | 13.5696
Calenta 28C General Export 4 | 7649094 | Pcb PCU 03 | 4001 | 299.9704
| S103300 | PCB Su-01 | 4002 | 67.1027
| S100859 | Display Print | 4003 | 157.4896
| S43561 | Fuse Glass 2 Amp Slow (10 Pcs.) | 4004 | 36.9309
| S6778 | Fuse Glass 6,30 Amp Slow (10 Pcs.) | 4004 | 30.6087
| S100819 | Sensor Dhw Flow | 4005 | 13.6467
| S100821 | Pressure Sensor | 4006 | 25.4173
| S100838 | Transformer Ignition Incl. Electrode Ign | 4007 | 53.7644
| S101003 | Sensor Temperaturentc (2 Pcs.) | 4008 | 14.0065
| S100846 | Cable For Pump | 4009 | 21.8964
| S100840 | Cable 24V. Sensoren. | 4009 | 76.5089
| S100842 | Cable Three-Way-Valve | 4009 | 14.8803
| S100844 | Cable Of Gasblock And Ignition Transform | 4009 | 33.9754
| S100845 | Cable power supply (L = 1500 Mm.) | 4009 | 34.952
| S59372 | Cable Clamp | 4010 | 11.3594
| S100861 | Gasket Oval (5 Pcs.) | 4011 | 16.5765
| S62185 | Screw Kb30X8 (10 Pcs.) | 4012 | 8.5324
| S59367 | Screw Kb35X12 (10 Pcs.) | 4012 | 11.6421
| S100852 | Protection Cover | 4013 | 23.0272
| S100857 | Controle Panel With Display Printboard | 4014 | 192.5958
| S48950 | Screw M4 X 10 (50 Pcs.) | 4015 | 13.2869
| S101005 | Sensor Temperature Hl | 4016 | 18.5297
| 7602372 | Board Print, Storage Unit Parameter Psu0 |  | 24.8519
| S100841 | Cable 230V. Switch |  | 40.2976
| S101253 | Boiler Light |  | 81.2634
| S100229 | Switch On/Off |  | 15.8569
| S101680 | Cable SCU |  | 9.4576
| S101681 | Cable SCU 230V |  | 10.6912
Calenta 28C General Export 5 | S100831 | Plate Heatexchanger 37Mm | 5001 | 154.8425
| S100823 | Actuator With Three-Way-Valve | 5002 | 78.7448
| S100817 | Housing Cartridge 8,5 L/Min + Sensor Dhw | 5003 | 67.9508
| S100822 | Hydroblock Right + Actuator + Pressure S | 5004 | 154.2771
| 7678437 | Hydroblock Left Combi | 5006 | 108.2227
| S100824 | Housing Cartridge | 5007 | 47.1595
| S100829 | Safety Pressure Relief Valve With Pipe | 5008 | 60.4978
| S100819 | Sensor Dhw Flow | 5009 | 13.6467
| S100821 | Pressure Sensor | 5010 | 25.4173
| S100815 | O-Ring 76X4 (5 Pcs.) | 5011 | 21.2025
| S59597 | O-Ring 18Ø X 2.8 (10 Pcs.) | 5012 | 11.7449
| S59586 | Hairpin Spring 18 Mm (10 Pcs.) | 5013 | 19.6605
| S100873 | Clip For Hose (5 Pcs.) | 5014 | 31.1741
| S100835 | Hairpin Spring 16 Mm. (10 Pcs.) | 5015 | 19.5063
| S100810 | C-Ring 25,2X17Mm. (20 Pcs.) | 5016 | 18.8124
| S100813 | Clip 26 (20 Pcs.) | 5017 | 14.4691
| S100816 | O-Ring 22X2.5 (10 Pcs.) | 5018 | 15.7284
| S100830 | Screw M5 X 75 Mm. (10 Pcs.) | 5019 | 50.2435
| S100836 | Screw 7985 M5X15 (10 Pcs.) | 5020 | 12.9271
| S100814 | Clip 10,3 (5 Pcs.) | 5022 | 9.4833
| S100832 | Clip 26 With Handle (10 Pcs.) | 5023 | 14.8803
| S59141 | Screw M5X18 (15 Pcs.) | 5025 | 11.7449
| S101002 | Condensate Drain | 5027 | 26.9593
| S100866 | Hose Of Safety Valve | 5028 | 45.0521
| S100825 | Screw K50X12 (20 Pcs.) | 5029 | 12.6701
| S62727 | Grommet 20 Mm. (15 Pcs) | 5030 | 23.3099
| S100809 | Flow And Return Connection Piece 18Mm. | 5031 | 39.4495
| S100808 | Connecting Piece Sanitary 13Mm. | 5032 | 37.7533
| S100805 | Filter System For Plate X Primary Flow | 5037 | 17.5531
| 7680933 | Screw M5 x 8 mm (3x) | 5085 | 5.8082
| S100857 | Controle Panel With Display Printboard |  | 192.5958
| S100871 | Cock 1/2" Sanitary |  | 50.5262
| S100872 | Gas Cock |  | 58.4
| S100874 | Tap G1/2" Disconnecteur |  | 56.0003
| S100876 | Pressure Gauge |  | 41.6854
| S100896 | Pipe For Pressure Gauge |  | 31.7138
| S100937 | FRAME MOUNTING |  | 179.129
| S101001 | Pipe Set 22/15 Mm |  | 72.2941
| S101011 | Pipe Set Disconnecteur |  | 109.6362
| S101278 | Hose Safety Group |  | 76.6374
| S100231 | Nut M10X1X5 (5 Pcs.) |  | 24.415
| S100235 | Shut-Off Cock M10-Ø10 |  | 44.9236
| S100245 | Piping Set Including Shut-Off Cock M10-Ø |  | 111.4609
Calenta 35S General Export 1
Calenta 35S General Export 1 | S101450 | Casing Front Panel | 1001 | 161.4217
| S100900 | Wall Bracket Boiler | 1003 | 18.4
| S100870 | Cover Plate Scu | 1004 | 14.1864
| S101403 | Stud Quarter Retainer | 1006 | 13.8523
| S101190 | Plug 8,5X0,75X11,0 | 1007 | 21.2025
Calenta 35S General Export 2 | 7701123 | Heat Exchanger 40kW | 2001 | 794.644
| S101181 | Condensate Collector 338Mm | 2002 | 68.9274
| S100704 | PUMP PIECE | 2003 | 69.39
| S100703 | PUMP A | 2003 | 294.4449
| S100905 | Siphon Assembly | 2004 | 22.3076
| S100909 | Piping Set Flow And Return (flexible) | 2005 | 152.7351
| 7702672 | Pipe Flow | 2005 | 48.7015
| 7702675 | Pipe return | 2005 | 48.7015
| S101199 | Flue Gas Exhaust Pipe Ø 80 (40Kw) | 2006 | 106.398
| S100906 | Sealing Ring Siphon | 2007 | 11.9762
| S100815 | O-Ring 76X4 (5 Pcs.) | 2009 | 21.2025
| S59597 | O-Ring 18Ø X 2.8 (10 Pcs.) | 2010 | 11.7449
| S101003 | Sensor Temperaturentc (2 Pcs.) | 2011 | 14.0065
| S100890 | Electrode Ignition/Ionisation | 2012 | 40.4261
| S59118 | Glass Inspection Set | 2013 | 12.336
| S62105 | Gasket For Electrode (10 Pcs.) | 2014 | 13.107
| S48950 | Screw M4 X 10 (50 Pcs.) | 2015 | 13.2869
| S101196 | Gasket For Burner 40kW | 2016 | 16.0111
| S62728 | Vent Auto Air Bleed Device | 2017 | 23.5926
| S101178 | Key For Air Vent (2 Pcs.) | 2017 | 6.3479
| S100895 | Hose connection M7X1 | 2018 | 7.5815
| S100891 | Hose silicone 8x4x715 | 2019 | 14.0065
| S101179 | Gasket Heatechanger-Condensate Collector | 2020 | 10.2286
| S100892 | Gasket Flue Gas Discharge-Condensate Col | 2021 | 13.2355
| S100855 | Sealing Ring Ø 80 (5 Pcs.) | 2022 | 30.326
| S100850 | Cap Measure Point Flue Gas Pipe | 2023 | 25.957
| S100901 | Fixing Strip Heat Exchanger | 2024 | 13.4154
| S100848 | Clip For Fluegas Pipe (2 Pcs.) | 2025 | 15.2915
| S100465 | ADAPTER FLUE 80/125 | 2026 | 39.8607
| S62232 | Screw Cap Flue Gas Measure Point (5 Pcs. | 2028 | 18.8124
| S62233 | Plug For Air Inlet Measure Point (5 Pcs) | 2029 | 17.2704
| S59141 | Screw M5X18 (15 Pcs.) | 2030 | 11.7449
| S59586 | Hairpin Spring 18 Mm (10 Pcs.) | 2032 | 19.6605
| S100838 | Transformer Ignition Incl. Electrode Ign | 2033 | 53.7644
| S100954 | Hose Clamp (10 Pcs) | 2034 | 57.2596
| S101005 | Sensor Temperature Hl | 2050 | 18.5297
Calenta 35S General Export 3 | S101507 | Gas Combination Block with Throttle | 3001 | 120.7129
| S101184 | Fan Assembly Rg118 - R21,5X1 (40Kw) | 3002 | 274.1419
| S101524 | Burner 40 kW 284 mm | 3003 | 128.4486
| S101198 | Seal Ro. 83Mm With Valve (40kW) | 3004 | 25.2631
| S101185 | Cover Gas/Air Chamber 306X99 Mm. | 3005 | 160.4451
| S100910 | Gassupply Pipe | 3006 | 59.9324
| S101523 | Air Supply Damper 40kW | 3007 | 25.4173
| S56155 | Gasket 23.8Mm O/D X 17.2Mm I/D X 2Mm (20 | 3008 | 14.4691
| S100806 | Sanitary connecting Piece | 3010 | 28.2186
| S100951 | Screw 7985 M5X25 (10 Pcs.) | 3011 | 12.4902
| S101010 | Nut G3/4" | 3012 | 13.5696
Calenta 35S General Export 4 | 7649094 | Pcb PCU 03 | 4001 | 299.9704
| S103300 | PCB Su-01 | 4002 | 67.1027
| S100859 | Display Print | 4003 | 157.4896
| S43561 | Fuse Glass 2 Amp Slow (10 Pcs.) | 4004 | 36.9309
| S6778 | Fuse Glass 6,30 Amp Slow (10 Pcs.) | 4004 | 30.6087
| S100821 | Pressure Sensor | 4006 | 25.4173
| S100838 | Transformer Ignition Incl. Electrode Ign | 4007 | 53.7644
| S101003 | Sensor Temperaturentc (2 Pcs.) | 4008 | 14.0065
| S59372 | Cable Clamp | 4010 | 11.3594
| S100861 | Gasket Oval (5 Pcs.) | 4011 | 16.5765
| S62185 | Screw Kb30X8 (10 Pcs.) | 4012 | 8.5324
| S59367 | Screw Kb35X12 (10 Pcs.) | 4012 | 11.6421
| S100852 | Protection Cover | 4013 | 23.0272
| S100857 | Controle Panel With Display Printboard | 4014 | 192.5958
| S48950 | Screw M4 X 10 (50 Pcs.) | 4015 | 13.2869
| S101005 | Sensor Temperature Hl | 4016 | 18.5297
| S100840 | Cable 24V. Sensoren. | 4026 | 76.5089
| S100839 | Cable + Euroconnector (L = 1500Mm) | 4027 | 24.8519
| S100844 | Cable Of Gasblock And Ignition Transform | 4028 | 33.9754
| 7602372 | Board Print, Storage Unit Parameter Psu0 |  | 24.8519
| S100841 | Cable 230V. Switch |  | 40.2976
| S101253 | Boiler Light |  | 81.2634
| S100229 | Switch On/Off |  | 15.8569
| S101680 | Cable SCU |  | 9.4576
| S101681 | Cable SCU 230V |  | 10.6912
Calenta 35S General Export 5 | S100820 | Hydroblock Right System (Incl. Pressure | 5004 | 125.9043
| 7678566 | Hydroblock Left System | 5006 | 77.4855
| S100829 | Safety Pressure Relief Valve With Pipe | 5008 | 60.4978
| S100821 | Pressure Sensor | 5010 | 25.4173
| S100815 | O-Ring 76X4 (5 Pcs.) | 5011 | 21.2025
| S59597 | O-Ring 18Ø X 2.8 (10 Pcs.) | 5012 | 11.7449
| S59586 | Hairpin Spring 18 Mm (10 Pcs.) | 5013 | 19.6605
| S100873 | Clip For Hose (5 Pcs.) | 5014 | 31.1741
| S100835 | Hairpin Spring 16 Mm. (10 Pcs.) | 5015 | 19.5063
| S100810 | C-Ring 25,2X17Mm. (20 Pcs.) | 5016 | 18.8124
| S100813 | Clip 26 (20 Pcs.) | 5017 | 14.4691
| S100826 | Screw K50X28 (10 Pcs.) | 5019 | 11.0253
| S100837 | Plug (10 Pcs.) | 5021 | 24.0038
| S100814 | Clip 10,3 (5 Pcs.) | 5022 | 9.4833
| S59141 | Screw M5X18 (15 Pcs.) | 5025 | 11.7449
| S101002 | Condensate Drain | 5027 | 26.9593
| S100866 | Hose Of Safety Valve | 5028 | 45.0521
| 7680933 | Screw M5 x 8 mm (3x) | 5029 | 5.8082
| S62727 | Grommet 20 Mm. (15 Pcs) | 5030 | 23.3099
| S100809 | Flow And Return Connection Piece 18Mm. | 5031 | 39.4495
| S100811 | Connection Piece Hydroblock System | 5033 | 54.3298
| S100898 | Tulle System | 5034 | 15.163
| S62185 | Screw Kb30X8 (10 Pcs.) |  | 8.5324
| S14254 | Sheet-Metal Screw 4,2X9,5 (20 Pcs.) |  | 11.051
Calenta 35C General Export 1
Calenta 35C General Export 1 | S101450 | Casing Front Panel | 1001 | 161.4217
| S100939 | Cover Drop Down "R" | 1002 | 40.1434
| S100900 | Wall Bracket Boiler | 1003 | 18.4
| S101298 | Cap Blind Scu | 1004 | 20.2259
| S101403 | Stud Quarter Retainer | 1006 | 13.8523
| S101190 | Plug 8,5X0,75X11,0 | 1007 | 21.2025
Calenta 35C General Export 2 | 7701123 | Heat Exchanger 40kW | 2001 | 794.644
| S101181 | Condensate Collector 338Mm | 2002 | 68.9274
| S100703 | PUMP A | 2003 | 294.4449
| S100905 | Siphon Assembly | 2004 | 22.3076
| S100909 | Piping Set Flow And Return (flexible) | 2005 | 152.7351
| 7702672 | Pipe Flow | 2005 | 48.7015
| 7702675 | Pipe return | 2005 | 48.7015
| S101199 | Flue Gas Exhaust Pipe Ø 80 (40Kw) | 2006 | 106.398
| S100906 | Sealing Ring Siphon | 2007 | 11.9762
| S100815 | O-Ring 76X4 (5 Pcs.) | 2009 | 21.2025
| S59597 | O-Ring 18Ø X 2.8 (10 Pcs.) | 2010 | 11.7449
| S101003 | Sensor Temperaturentc (2 Pcs.) | 2011 | 14.0065
| S100890 | Electrode Ignition/Ionisation | 2012 | 40.4261
| S59118 | Glass Inspection Set | 2013 | 12.336
| S62105 | Gasket For Electrode (10 Pcs.) | 2014 | 13.107
| S48950 | Screw M4 X 10 (50 Pcs.) | 2015 | 13.2869
| S101196 | Gasket For Burner 40kW | 2016 | 16.0111
| S62728 | Vent Auto Air Bleed Device | 2017 | 23.5926
| S101178 | Key For Air Vent (2 Pcs.) | 2017 | 6.3479
| S100895 | Hose connection M7X1 | 2018 | 7.5815
| S100891 | Hose silicone 8x4x715 | 2019 | 14.0065
| S101179 | Gasket Heatechanger-Condensate Collector | 2020 | 10.2286
| S100892 | Gasket Flue Gas Discharge-Condensate Col | 2021 | 13.2355
| S100855 | Sealing Ring Ø 80 (5 Pcs.) | 2022 | 30.326
| S100850 | Cap Measure Point Flue Gas Pipe | 2023 | 25.957
| S100901 | Fixing Strip Heat Exchanger | 2024 | 13.4154
| S100848 | Clip For Fluegas Pipe (2 Pcs.) | 2025 | 15.2915
| S100465 | ADAPTER FLUE 80/125 | 2026 | 39.8607
| S62232 | Screw Cap Flue Gas Measure Point (5 Pcs. | 2028 | 18.8124
| S62233 | Plug For Air Inlet Measure Point (5 Pcs) | 2029 | 17.2704
| S59141 | Screw M5X18 (15 Pcs.) | 2030 | 11.7449
| S59586 | Hairpin Spring 18 Mm (10 Pcs.) | 2032 | 19.6605
| S100838 | Transformer Ignition Incl. Electrode Ign | 2033 | 53.7644
| S100954 | Hose Clamp (10 Pcs) | 2034 | 57.2596
| S101005 | Sensor Temperature Hl | 2050 | 18.5297
Calenta 35C General Export 3 | S101507 | Gas Combination Block with Throttle | 3001 | 120.7129
| S101184 | Fan Assembly Rg118 - R21,5X1 (40Kw) | 3002 | 274.1419
| S101524 | Burner 40 kW 284 mm | 3003 | 128.4486
| S101198 | Seal Ro. 83Mm With Valve (40kW) | 3004 | 25.2631
| S101185 | Cover Gas/Air Chamber 306X99 Mm. | 3005 | 160.4451
| S100910 | Gassupply Pipe | 3006 | 59.9324
| S101523 | Air Supply Damper 40kW | 3007 | 25.4173
| S56155 | Gasket 23.8Mm O/D X 17.2Mm I/D X 2Mm (20 | 3008 | 14.4691
| S100806 | Sanitary connecting Piece | 3010 | 28.2186
| S100951 | Screw 7985 M5X25 (10 Pcs.) | 3011 | 12.4902
| S101010 | Nut G3/4" | 3012 | 13.5696
Calenta 35C General Export 4 | 7649094 | Pcb PCU 03 | 4001 | 299.9704
| S103300 | PCB Su-01 | 4002 | 67.1027
| S100859 | Display Print | 4003 | 157.4896
| S43561 | Fuse Glass 2 Amp Slow (10 Pcs.) | 4004 | 36.9309
| S6778 | Fuse Glass 6,30 Amp Slow (10 Pcs.) | 4004 | 30.6087
| S100819 | Sensor Dhw Flow | 4005 | 13.6467
| S100821 | Pressure Sensor | 4006 | 25.4173
| S100838 | Transformer Ignition Incl. Electrode Ign | 4007 | 53.7644
| S101003 | Sensor Temperaturentc (2 Pcs.) | 4008 | 14.0065
| S100842 | Cable Three-Way-Valve | 4009 | 14.8803
| S59372 | Cable Clamp | 4010 | 11.3594
| S100861 | Gasket Oval (5 Pcs.) | 4011 | 16.5765
| S62185 | Screw Kb30X8 (10 Pcs.) | 4012 | 8.5324
| S59367 | Screw Kb35X12 (10 Pcs.) | 4012 | 11.6421
| S100852 | Protection Cover | 4013 | 23.0272
| S100857 | Controle Panel With Display Printboard | 4014 | 192.5958
| S48950 | Screw M4 X 10 (50 Pcs.) | 4015 | 13.2869
| S101005 | Sensor Temperature Hl | 4016 | 18.5297
| S100846 | Cable For Pump | 4025 | 21.8964
| S100840 | Cable 24V. Sensoren. | 4026 | 76.5089
| S100839 | Cable + Euroconnector (L = 1500Mm) | 4027 | 24.8519
| S100844 | Cable Of Gasblock And Ignition Transform | 4028 | 33.9754
| 7602372 | Board Print, Storage Unit Parameter Psu0 |  | 24.8519
| S100841 | Cable 230V. Switch |  | 40.2976
| S101253 | Boiler Light |  | 81.2634
| S100229 | Switch On/Off |  | 15.8569
| S101680 | Cable SCU |  | 9.4576
| S101681 | Cable SCU 230V |  | 10.6912
Calenta 35C General Export 5 | S101192 | Plate Heatexchanger 51Mm | 5001 | 159.4685
| S100823 | Actuator With Three-Way-Valve | 5002 | 78.7448
| S101191 | Housing Cartridge 12 L/Min + Sensor Dhw | 5003 | 62.0398
| S100822 | Hydroblock Right + Actuator + Pressure S | 5004 | 154.2771
| 7678437 | Hydroblock Left Combi | 5006 | 108.2227
| S100824 | Housing Cartridge | 5007 | 47.1595
| S100829 | Safety Pressure Relief Valve With Pipe | 5008 | 60.4978
| S100819 | Sensor Dhw Flow | 5009 | 13.6467
| S100821 | Pressure Sensor | 5010 | 25.4173
| S100815 | O-Ring 76X4 (5 Pcs.) | 5011 | 21.2025
| S59597 | O-Ring 18Ø X 2.8 (10 Pcs.) | 5012 | 11.7449
| S59586 | Hairpin Spring 18 Mm (10 Pcs.) | 5013 | 19.6605
| S100873 | Clip For Hose (5 Pcs.) | 5014 | 31.1741
| S100835 | Hairpin Spring 16 Mm. (10 Pcs.) | 5015 | 19.5063
| S100810 | C-Ring 25,2X17Mm. (20 Pcs.) | 5016 | 18.8124
| S100813 | Clip 26 (20 Pcs.) | 5017 | 14.4691
| S100816 | O-Ring 22X2.5 (10 Pcs.) | 5018 | 15.7284
| S100830 | Screw M5 X 75 Mm. (10 Pcs.) | 5019 | 50.2435
| S100836 | Screw 7985 M5X15 (10 Pcs.) | 5020 | 12.9271
| S100837 | Plug (10 Pcs.) | 5021 | 24.0038
| S100814 | Clip 10,3 (5 Pcs.) | 5022 | 9.4833
| S100832 | Clip 26 With Handle (10 Pcs.) | 5023 | 14.8803
| S59141 | Screw M5X18 (15 Pcs.) | 5025 | 11.7449
| S101002 | Condensate Drain | 5027 | 26.9593
| S100866 | Hose Of Safety Valve | 5028 | 45.0521
| S100825 | Screw K50X12 (20 Pcs.) | 5029 | 12.6701
| S62727 | Grommet 20 Mm. (15 Pcs) | 5030 | 23.3099
| S100809 | Flow And Return Connection Piece 18Mm. | 5031 | 39.4495
| S100808 | Connecting Piece Sanitary 13Mm. | 5032 | 37.7533
| S100805 | Filter System For Plate X Primary Flow | 5037 | 17.5531
| 7680933 | Screw M5 x 8 mm (3x) | 5085 | 5.8082
Calenta 25L General Export 1
Calenta 25L General Export 1 | S101309 | Casing front panel | 1001 | 174.9142
| S101295 | Cover drop down "R" | 1002 | 58.1077
| S101287 | Bracket Frame | 1003 | 18.247
| S101298 | Cap Blind Scu | 1004 | 20.2259
| S101321 | Insulation part | 1005 | 38.4729
| S101403 | Stud Quarter Retainer | 1006 | 13.8523
| S101190 | Plug 8,5X0,75X11,0 | 1007 | 21.2025
Calenta 25L General Export 2 | 7701124 | Heat Exchanger 28kW | 2001 | 653.9879
| S100894 | Condensate Collector 253Mm | 2002 | 83.2423
| S100812 | Pump Uper0 15-60 | 2003 | 292.32
| S100905 | Siphon Assembly | 2004 | 22.3076
| S100909 | Piping Set Flow And Return (flexible) | 2005 | 152.7351
| 7702672 | Pipe Flow | 2005 | 48.7015
| 7702675 | Pipe return | 2005 | 48.7015
| S100854 | Flue Gas Exhaust Pipe Ø 80 (28Kw) | 2006 | 129.2967
| S100906 | Sealing Ring Siphon | 2007 | 11.9762
| S100815 | O-Ring 76X4 (5 Pcs.) | 2009 | 21.2025
| S59597 | O-Ring 18Ø X 2.8 (10 Pcs.) | 2010 | 11.7449
| S101003 | Sensor Temperaturentc (2 Pcs.) | 2011 | 14.0065
| S100890 | Electrode Ignition/Ionisation | 2012 | 40.4261
| S59118 | Glass Inspection Set | 2013 | 12.336
| S62105 | Gasket For Electrode (10 Pcs.) | 2014 | 13.107
| S48950 | Screw M4 X 10 (50 Pcs.) | 2015 | 13.2869
| S100880 | Gasket For Burner 206X82 | 2016 | 12.5416
| S62728 | Vent Auto Air Bleed Device | 2017 | 23.5926
| S100895 | Hose connection M7X1 | 2018 | 7.5815
| S100891 | Hose silicone 8x4x715 | 2019 | 14.0065
| S100888 | Gasket Heatechanger-Condensate Collector | 2020 | 12.7729
| S100892 | Gasket Flue Gas Discharge-Condensate Col | 2021 | 13.2355
| S100855 | Sealing Ring Ø 80 (5 Pcs.) | 2022 | 30.326
| S100850 | Cap Measure Point Flue Gas Pipe | 2023 | 25.957
| S100901 | Fixing Strip Heat Exchanger | 2024 | 13.4154
| S100848 | Clip For Fluegas Pipe (2 Pcs.) | 2025 | 15.2915
| S62768 | ADAPTER FLUE GAS 60/100 | 2026 | 69.39
| S62232 | Screw Cap Flue Gas Measure Point (5 Pcs. | 2028 | 18.8124
| S62233 | Plug For Air Inlet Measure Point (5 Pcs) | 2029 | 17.2704
| S59141 | Screw M5X18 (15 Pcs.) | 2030 | 11.7449
| S59586 | Hairpin Spring 18 Mm (10 Pcs.) | 2032 | 19.6605
| S100838 | Transformer Ignition Incl. Electrode Ign | 2033 | 53.7644
| S100954 | Hose Clamp (10 Pcs) | 2034 | 57.2596
| S101005 | Sensor Temperature Hl | 2050 | 18.5297
| S100908 | Pipe Between Pump And Expansion Vessel |  | 33.5385
| S100925 | Expansion Vessel |  | 184.3204
Calenta 25L General Export 3 | S101507 | Gas Combination Block with Throttle | 3001 | 120.7129
| S100878 | Fan Assembly Rg118 - R19,5X1 | 3002 | 226.2885
| S100879 | Burner 28 kW 198 mm | 3003 | 87.1744
| S100881 | Seal Ro. 83Mm With Valve (28Kw) | 3004 | 18.5297
| S100882 | Cover Gas/Air Chamber 220X84 Mm. | 3005 | 107.2461
| S101290 | Pipe Gas | 3006 | 63.8645
| S100911 | Air Supply Damper | 3007 | 22.3076
| S56155 | Gasket 23.8Mm O/D X 17.2Mm I/D X 2Mm (20 | 3008 | 14.4691
| S100951 | Screw 7985 M5X25 (10 Pcs.) | 3011 | 12.4902
| S101010 | Nut G3/4" | 3012 | 13.5696
| S101541 | RESTRICTIERING BP 3.00MM (15KW) |  | 21.4595
| S101542 | RING RESTRICTION ?3,95 |  | 21.4595
Calenta 25L General Export 4 | 7649094 | Pcb PCU 03 | 4001 | 299.9704
| S103300 | PCB Su-01 | 4002 | 67.1027
| S100859 | Display Print | 4003 | 157.4896
| S43561 | Fuse Glass 2 Amp Slow (10 Pcs.) | 4004 | 36.9309
| S6778 | Fuse Glass 6,30 Amp Slow (10 Pcs.) | 4004 | 30.6087
| S100821 | Pressure Sensor | 4006 | 25.4173
| S100838 | Transformer Ignition Incl. Electrode Ign | 4007 | 53.7644
| S101003 | Sensor Temperaturentc (2 Pcs.) | 4008 | 14.0065
| S100845 | Cable power supply (L = 1500 Mm.) | 4009 | 34.952
| S101306 | Cable 3-Way Valve | 4009 | 26.9593
| S101299 | Cable 24V | 4009 | 56.7199
| S101305 | Cable Valve+Ignition | 4009 | 34.2581
| S101302 | Cable For Pump | 4009 | 16.4223
| S101303 | Cable For Pump Dhw | 4009 | 14.1864
| S59372 | Cable Clamp | 4010 | 11.3594
| S100861 | Gasket Oval (5 Pcs.) | 4011 | 16.5765
| S62185 | Screw Kb30X8 (10 Pcs.) | 4012 | 8.5324
| S59367 | Screw Kb35X12 (10 Pcs.) | 4012 | 11.6421
| S100852 | Protection Cover | 4013 | 23.0272
| S100857 | Controle Panel With Display Printboard | 4014 | 192.5958
| S48950 | Screw M4 X 10 (50 Pcs.) | 4015 | 13.2869
| S101005 | Sensor Temperature Hl | 4016 | 18.5297
| 7602482 | Board Print, Storage Unit Parameter Psu0 |  | 25.1346
| S100841 | Cable 230V. Switch |  | 40.2976
| S100229 | Switch On/Off |  | 15.8569
| S101680 | Cable SCU |  | 9.4576
| S101681 | Cable SCU 230V |  | 10.6912
Calenta 25L General Export 5 | S100831 | Plate Heatexchanger 37Mm | 5001 | 154.8425
| S100823 | Actuator With Three-Way-Valve | 5002 | 78.7448
| S100822 | Hydroblock Right + Actuator + Pressure S | 5004 | 154.2771
| 7678567 | Hydroblock Left | 5006 | 124.0796
| S100824 | Housing Cartridge | 5007 | 47.1595
| S100829 | Safety Pressure Relief Valve With Pipe | 5008 | 60.4978
| S100821 | Pressure Sensor | 5010 | 25.4173
| S100815 | O-Ring 76X4 (5 Pcs.) | 5011 | 21.2025
| S59597 | O-Ring 18Ø X 2.8 (10 Pcs.) | 5012 | 11.7449
| S59586 | Hairpin Spring 18 Mm (10 Pcs.) | 5013 | 19.6605
| S100873 | Clip For Hose (5 Pcs.) | 5014 | 31.1741
| S100835 | Hairpin Spring 16 Mm. (10 Pcs.) | 5015 | 19.5063
| S100810 | C-Ring 25,2X17Mm. (20 Pcs.) | 5016 | 18.8124
| S100813 | Clip 26 (20 Pcs.) | 5017 | 14.4691
| S100816 | O-Ring 22X2.5 (10 Pcs.) | 5018 | 15.7284
| S100830 | Screw M5 X 75 Mm. (10 Pcs.) | 5019 | 50.2435
| S100836 | Screw 7985 M5X15 (10 Pcs.) | 5020 | 12.9271
| S100837 | Plug (10 Pcs.) | 5021 | 24.0038
| S100832 | Clip 26 With Handle (10 Pcs.) | 5023 | 14.8803
| S59141 | Screw M5X18 (15 Pcs.) | 5025 | 11.7449
| S101002 | Condensate Drain | 5027 | 26.9593
| S100825 | Screw K50X12 (20 Pcs.) | 5029 | 12.6701
| S62727 | Grommet 20 Mm. (15 Pcs) | 5030 | 23.3099
| S101046 | Set With Mounting Clips | 5037 | 56.5657
| S101293 | Bracket expansion vessel | 5058 | 26.5224
| S101292 | Hose San. Expansionvessel | 5059 | 46.7483
| S101313 | Pipe Set | 5060 | 172.6526
| S101288 | Bracket hydraulics | 5061 | 77.0743
| S101324 | Sensor Ntc | 5062 | 8.9693
| S101291 | San. Expansionvessel | 5063 | 109.9189
| S101314 | Set Hoses Extension | 5064 | 87.8683
| S56156 | Gasket Timer 30 X 21 X 3(10 Pcs.) | 5065 | 16.5765
| S101316 | Pump Upo-15/30 (For sanitary uses only) | 5066 | 179.9514
| S101317 | Connection Pump | 5067 | 36.2113
| S101318 | Hydro Block | 5069 | 88.3052
| 7706348 | Vessels CompleteCalenta+ Calenta Ace | 5070 | 1286.3878
| S101322 | Set Insolation | 5071 | 71.446
| S101310 | Cont. Spring | 5072 | 5.3713
| S101311 | T Sensor Calorifier | 5073 | 55.1779
| S101323 | Nut G1" Exentric | 5077 | 20.2259
| 7680933 | Screw M5 x 8 mm (3x) | 5085 | 5.8082
Calenta 40L General Export 1
Calenta 40L General Export 1 | S101309 | Casing front panel | 1001 | 174.9142
| S101295 | Cover drop down "R" | 1002 | 58.1077
| S101287 | Bracket Frame | 1003 | 18.247
| S101298 | Cap Blind Scu | 1004 | 20.2259
| S101321 | Insulation part | 1005 | 38.4729
| S101403 | Stud Quarter Retainer | 1006 | 13.8523
| S101190 | Plug 8,5X0,75X11,0 | 1007 | 21.2025
| S101456 | Maintenance Set "A" 40 kW |  | 38.8841
| S101457 | Maintenance Set "B" 40 kW |  | 58.9558
| S101411 | Maintenance set "C" Combi 40 kW |  | 96.0152
Calenta 40L General Export 2 | 7701123 | Heat Exchanger 40kW | 2001 | 794.644
| S101181 | Condensate Collector 338Mm | 2002 | 68.9274
| S100703 | PUMP A | 2003 | 294.4449
| S100905 | Siphon Assembly | 2004 | 22.3076
| S100909 | Piping Set Flow And Return (flexible) | 2005 | 152.7351
| 7702672 | Pipe Flow | 2005 | 48.7015
| 7702675 | Pipe return | 2005 | 48.7015
| S101199 | Flue Gas Exhaust Pipe Ø 80 (40Kw) | 2006 | 106.398
| S100906 | Sealing Ring Siphon | 2007 | 11.9762
| S100815 | O-Ring 76X4 (5 Pcs.) | 2009 | 21.2025
| S59597 | O-Ring 18Ø X 2.8 (10 Pcs.) | 2010 | 11.7449
| S101003 | Sensor Temperaturentc (2 Pcs.) | 2011 | 14.0065
| S100890 | Electrode Ignition/Ionisation | 2012 | 40.4261
| S59118 | Glass Inspection Set | 2013 | 12.336
| S62105 | Gasket For Electrode (10 Pcs.) | 2014 | 13.107
| S48950 | Screw M4 X 10 (50 Pcs.) | 2015 | 13.2869
| S101196 | Gasket For Burner 40kW | 2016 | 16.0111
| S62728 | Vent Auto Air Bleed Device | 2017 | 23.5926
| S100895 | Hose connection M7X1 | 2018 | 7.5815
| S100891 | Hose silicone 8x4x715 | 2019 | 14.0065
| S101179 | Gasket Heatechanger-Condensate Collector | 2020 | 10.2286
| S100892 | Gasket Flue Gas Discharge-Condensate Col | 2021 | 13.2355
| S100855 | Sealing Ring Ø 80 (5 Pcs.) | 2022 | 30.326
| S100850 | Cap Measure Point Flue Gas Pipe | 2023 | 25.957
| S100901 | Fixing Strip Heat Exchanger | 2024 | 13.4154
| S100848 | Clip For Fluegas Pipe (2 Pcs.) | 2025 | 15.2915
| S100240 | Flue Connection 2X Ø 80Mm. | 2027 | 172.447
| S62232 | Screw Cap Flue Gas Measure Point (5 Pcs. | 2028 | 18.8124
| S62233 | Plug For Air Inlet Measure Point (5 Pcs) | 2029 | 17.2704
| S59141 | Screw M5X18 (15 Pcs.) | 2030 | 11.7449
| S59586 | Hairpin Spring 18 Mm (10 Pcs.) | 2032 | 19.6605
| S100838 | Transformer Ignition Incl. Electrode Ign | 2033 | 53.7644
| S100954 | Hose Clamp (10 Pcs) | 2034 | 57.2596
| S101005 | Sensor Temperature Hl | 2050 | 18.5297
Calenta 40L General Export 3 | S101507 | Gas Combination Block with Throttle | 3001 | 120.7129
| S101184 | Fan Assembly Rg118 - R21,5X1 (40Kw) | 3002 | 274.1419
| S101524 | Burner 40 kW 284 mm | 3003 | 128.4486
| S101198 | Seal Ro. 83Mm With Valve (40kW) | 3004 | 25.2631
| S101185 | Cover Gas/Air Chamber 306X99 Mm. | 3005 | 160.4451
| S101289 | Pipe Gas | 3006 | 75.2496
| S101523 | Air Supply Damper 40kW | 3007 | 25.4173
| S56155 | Gasket 23.8Mm O/D X 17.2Mm I/D X 2Mm (20 | 3008 | 14.4691
| S100951 | Screw 7985 M5X25 (10 Pcs.) | 3011 | 12.4902
| S101010 | Nut G3/4" | 3012 | 13.5696
Calenta 40L General Export 4 | 7649094 | Pcb PCU 03 | 4001 | 299.9704
| S103300 | PCB Su-01 | 4002 | 67.1027
| S100859 | Display Print | 4003 | 157.4896
| S43561 | Fuse Glass 2 Amp Slow (10 Pcs.) | 4004 | 36.9309
| S6778 | Fuse Glass 6,30 Amp Slow (10 Pcs.) | 4004 | 30.6087
| S100821 | Pressure Sensor | 4006 | 25.4173
| S100838 | Transformer Ignition Incl. Electrode Ign | 4007 | 53.7644
| S101003 | Sensor Temperaturentc (2 Pcs.) | 4008 | 14.0065
| S100839 | Cable + Euroconnector (L = 1500Mm) | 4009 | 24.8519
| S101306 | Cable 3-Way Valve | 4009 | 26.9593
| S101299 | Cable 24V | 4009 | 56.7199
| S101305 | Cable Valve+Ignition | 4009 | 34.2581
| S101302 | Cable For Pump | 4009 | 16.4223
| S101303 | Cable For Pump Dhw | 4009 | 14.1864
| S59372 | Cable Clamp | 4010 | 11.3594
| S100861 | Gasket Oval (5 Pcs.) | 4011 | 16.5765
| S62185 | Screw Kb30X8 (10 Pcs.) | 4012 | 8.5324
| S100852 | Protection Cover | 4013 | 23.0272
| S100857 | Controle Panel With Display Printboard | 4014 | 192.5958
| S48950 | Screw M4 X 10 (50 Pcs.) | 4015 | 13.2869
| S101005 | Sensor Temperature Hl | 4016 | 18.5297
| 7602372 | Board Print, Storage Unit Parameter Psu0 |  | 24.8519
| S100229 | Switch On/Off |  | 15.8569
Calenta 40L General Export 5 | S101192 | Plate Heatexchanger 51Mm | 5001 | 159.4685
| S100823 | Actuator With Three-Way-Valve | 5002 | 78.7448
| S100822 | Hydroblock Right + Actuator + Pressure S | 5004 | 154.2771
| 7678567 | Hydroblock Left | 5006 | 124.0796
| S100824 | Housing Cartridge | 5007 | 47.1595
| S100829 | Safety Pressure Relief Valve With Pipe | 5008 | 60.4978
| S100821 | Pressure Sensor | 5010 | 25.4173
| S100815 | O-Ring 76X4 (5 Pcs.) | 5011 | 21.2025
| S59597 | O-Ring 18Ø X 2.8 (10 Pcs.) | 5012 | 11.7449
| S59586 | Hairpin Spring 18 Mm (10 Pcs.) | 5013 | 19.6605
| S100873 | Clip For Hose (5 Pcs.) | 5014 | 31.1741
| S100835 | Hairpin Spring 16 Mm. (10 Pcs.) | 5015 | 19.5063
| S100810 | C-Ring 25,2X17Mm. (20 Pcs.) | 5016 | 18.8124
| S100813 | Clip 26 (20 Pcs.) | 5017 | 14.4691
| S100816 | O-Ring 22X2.5 (10 Pcs.) | 5018 | 15.7284
| S100826 | Screw K50X28 (10 Pcs.) | 5019 | 11.0253
| S100836 | Screw 7985 M5X15 (10 Pcs.) | 5020 | 12.9271
| S100837 | Plug (10 Pcs.) | 5021 | 24.0038
| S100814 | Clip 10,3 (5 Pcs.) | 5022 | 9.4833
| S100832 | Clip 26 With Handle (10 Pcs.) | 5023 | 14.8803
| S59141 | Screw M5X18 (15 Pcs.) | 5025 | 11.7449
| S101002 | Condensate Drain | 5027 | 26.9593
| S100825 | Screw K50X12 (20 Pcs.) | 5029 | 12.6701
| S62727 | Grommet 20 Mm. (15 Pcs) | 5030 | 23.3099
| S100805 | Filter System For Plate X Primary Flow | 5055 | 17.5531
| S101313 | Pipe Set | 5060 | 172.6526
| S101288 | Bracket hydraulics | 5061 | 77.0743
| S101324 | Sensor Ntc | 5062 | 8.9693
| S101314 | Set Hoses Extension | 5064 | 87.8683
| S56156 | Gasket Timer 30 X 21 X 3(10 Pcs.) | 5065 | 16.5765
| S101316 | Pump Upo-15/30 (For sanitary uses only) | 5066 | 179.9514
| S103029 | Connection Pump | 5067 | 52.3509
| S101318 | Hydro Block | 5069 | 88.3052
| 7637726 | Cap with chain |  | 6.1166
| 7706348 | Vessels CompleteCalenta+ Calenta Ace | 5070 | 1286.3878
| S101322 | Set Insolation | 5071 | 71.446
| S101310 | Cont. Spring | 5072 | 5.3713
| S101311 | T Sensor Calorifier | 5073 | 55.1779
| S101323 | Nut G1" Exentric | 5077 | 20.2259
| 7657271 | Clip (2x) | 5078 | 8.9693
| 7680933 | Screw M5 x 8 mm (3x) | 5085 | 5.8082

## CalentaACE
Remeha Calenta ACE 15-25DS EXP 1
Producto | Referencia | Descripcion | Posicion | PVP
Remeha Calenta ACE 15-25DS EXP 1 | 7665188 | Casing Front Panel | 1001 | 107.5288
| 7665189 | Magnets | 1001 | 16.4223
| 7665190 | Cover Drop Down | 1002 | 40.1434
| 7665191 | Wall Bracket Boiler | 1003 | 15.5742
| S101298 | Cap Blind Scu | 1004 | 20.2259
| 7665192 | Seal Cover Frame / HMI | 1005 | 27.9359
| S101403 | Stud Quarter Retainer | 1006 | 13.8523
| S101253 | Boiler Light | 1007 | 81.2634
| 7699281 | Insulation part | 1009 | 17.2704
Remeha Calenta ACE 15-25DS EXP 2 | 7689674 | Heat Exchanger 28Kw | 2001 | 609.5012
| S100894 | Condensate Collector 253Mm | 2002 | 83.2423
| 7703779 | Energy-efficient pump | 2003 | 225.5689
| S100905 | Siphon Assembly | 2004 | 22.3076
| 7665244 | Piping Set Flow And Return | 2005 | 79.5929
| S100854 | Flue Gas Exhaust Pipe Ø 80 (28Kw) | 2006 | 129.2967
| S100906 | Sealing Ring Siphon | 2007 | 11.9762
| S59586 | Hairpin Spring 18 Mm (10 Pcs.) | 2008 | 19.6605
| 7689676 | Vibration Silencer | 2009 | 18.1185
| 7673034 | O-ring 18x2.8 MOS2 (10x) | 2010 | 9.0207
| 7623837 | Sensors Set Double NTC 10K (1x) and NTC | 2011 | 20.6371
| S100890 | Electrode Ignition/Ionisation | 2012 | 40.4261
| S59118 | Glass Inspection Set | 2013 | 12.336
| S62105 | Gasket For Electrode (10 Pcs.) | 2014 | 13.107
| S48950 | Screw M4 X 10 (50 Pcs.) | 2015 | 13.2869
| S100880 | Gasket For Burner 206X82 | 2016 | 12.5416
| 7669770 | Air Vent | 2017 | 18.8124
| S58730 | O-Ring 17X4 (10 Pcs.) | 2018 | 11.7449
| S100891 | Hose silicone 8x4x715 | 2019 | 14.0065
| S100888 | Gasket Heatechanger-Condensate Collector | 2020 | 12.7729
| S100892 | Gasket Flue Gas Discharge-Condensate Col | 2021 | 13.2355
| S100855 | Sealing Ring Ø 80 (5 Pcs.) | 2022 | 30.326
| S100850 | Cap Measure Point Flue Gas Pipe | 2023 | 25.957
| S100901 | Fixing Strip Heat Exchanger | 2024 | 13.4154
| S100838 | Transformer Ignition Incl. Electrode Ign | 2025 | 53.7644
| 7665193 | Grommet | 2026 | 8.0184
| S100465 | ADAPTER FLUE 80/125 | 2027 | 39.8607
| S62232 | Screw Cap Flue Gas Measure Point (5 Pcs. | 2028 | 18.8124
| S62233 | Plug For Air Inlet Measure Point (5 Pcs) | 2029 | 17.2704
| S100197 | Airvent Pump | 2031 | 46.3114
| S56155 | Gasket 23.8Mm O/D X 17.2Mm I/D X 2Mm (20 | 2032 | 14.4691
| S100925 | Expansion Vessel | 2036 | 184.3204
| 7702930 | Pipe expansion vessel assy | 2037 | 19.6605
| S44483 | Nut M 8 (10 Pcs.) | 2038 | 12.8243
| S101007 | Star Washer 8,2 (4 Pcs) | 2039 | 15.4457
| S100814 | Clip 10,3 (5 Pcs.) | 2040 | 9.4833
| S62586 | O-Ring Ø 9.19 X 2.62 (10 Pcs.) | 2041 | 16.5765
Remeha Calenta ACE 15-25DS EXP 3 | S101507 | Gas Combination Block with Throttle | 3001 | 120.7129
| 7700058 | Fan 10kW | 3002 | 205.086
| 7665194 | Fan Assembly NRG118 - D19.6 - 25-28 kW | 3002 | 213.3614
| S100879 | Burner 28 kW 198 mm | 3003 | 87.1744
| S100881 | Seal Ro. 83Mm With Valve (28Kw) | 3004 | 18.5297
| S100882 | Cover Gas/Air Chamber 220X84 Mm. | 3005 | 107.2461
| S100910 | Gassupply Pipe | 3006 | 59.9324
| S100911 | Air Supply Damper | 3007 | 22.3076
| S56155 | Gasket 23.8Mm O/D X 17.2Mm I/D X 2Mm (20 | 3008 | 14.4691
| S100806 | Sanitary connecting Piece | 3009 | 28.2186
| S100951 | Screw 7985 M5X25 (10 Pcs.) | 3010 | 12.4902
| S101010 | Nut G3/4" | 3011 | 13.5696
Remeha Calenta ACE 15-25DS EXP 4 | 7726804 | PCB CU-GH08 | 4001 | 184.0377
| 7665228 | PCB CB-03 | 4002 | 52.5051
| 7669597 | HMI MK2 2.0 | 4003 | 129.2967
| 7665229 | Control Box | 4004 | 166.4846
| 7701771 | Fuse Glass 2.5 Amp (5 Pcs.) | 4005 | 14.4691
| 7665230 | Switch On/Off | 4006 | 28.6298
| 7665231 | Serviceconnector | 4007 | 28.6298
| 7633327 | Configuration Storage Unit CSU-01 | 4008 | 20.4829
| 7689678 | Pump cable (Energy-efficient Pump) | 4009 | 20.4829
| S100845 | Cable power supply (L = 1500 Mm.) | 4009 | 34.952
| S100842 | Cable Three-Way-Valve | 4009 | 14.8803
| 7665232 | Cable Sensors | 4009 | 27.9359
| 7665233 | Cable (Valve / Fan) | 4009 | 30.326
| 7665234 | Cable set (Controlbox intern) | 4009 | 47.5964
| 7731327 | Connector outdoor temp. sensor (white) |  | 5.2942
| 7731328 | Connector boiler temp. sensor (blue) |  | 5.2942
Remeha Calenta ACE 15-25DS EXP 5 | 7689679 | Actuator Three Way Valve | 5002 | 68.0793
| 7689680 | Three-Way Valve | 5003 | 70.3152
| 7700076 | Hydro Block Right DS Flat | 5005 | 142.6093
| 7700077 | Hydro Block Left DS Flat | 5006 | 106.5522
| S100821 | Pressure Sensor | 5008 | 25.4173
| S100829 | Safety Pressure Relief Valve With Pipe | 5011 | 60.4978
| S100873 | Clip For Hose (5 Pcs.) | 5012 | 31.1741
| S59135 | Hairpin Spring 15,2Mm (10 Pcs.) | 5014 | 13.4154
| S58731 | Hairpin Spring Pump 18Mm (10 Pcs.) | 5015 | 15.5742
| S100814 | Clip 10,3 (5 Pcs.) | 5016 | 9.4833
| S100835 | Hairpin Spring 16 Mm. (10 Pcs.) | 5017 | 19.5063
| S100866 | Hose Of Safety Valve | 5019 | 45.0521
| S101002 | Condensate Drain | 5020 | 26.9593
| 7689702 | Screw DIN6921 M5X10 | 5021 | 5.7311
| S62727 | Grommet 20 Mm. (15 Pcs) | 5022 | 23.3099
| 7668122 | Maintenance set A |  | 30.7372
| 7668123 | Maintenance set B |  | 46.5941
| 7668125 | Maintenance set C (S/DS) |  | 51.3743
Remeha Calenta ACE 35DS EXP 1
Remeha Calenta ACE 35DS EXP 1 | 7665188 | Casing Front Panel | 1001 | 107.5288
| 7665189 | Magnets | 1001 | 16.4223
| 7665190 | Cover Drop Down | 1002 | 40.1434
| 7665191 | Wall Bracket Boiler | 1003 | 15.5742
| S101298 | Cap Blind Scu | 1004 | 20.2259
| 7665192 | Seal Cover Frame / HMI | 1005 | 27.9359
| S101403 | Stud Quarter Retainer | 1006 | 13.8523
| S101253 | Boiler Light | 1007 | 81.2634
| S101190 | Plug 8,5X0,75X11,0 | 1008 | 21.2025
| 7699281 | Insulation part | 1009 | 17.2704
Remeha Calenta ACE 35DS EXP 2 | 7689714 | Heat Exchanger 40Kw | 2001 | 777.5278
| S101181 | Condensate Collector 338Mm | 2002 | 68.9274
| 7703779 | Energy-efficient pump | 2003 | 225.5689
| S100905 | Siphon Assembly | 2004 | 22.3076
| 7665244 | Piping Set Flow And Return | 2005 | 79.5929
| S101199 | Flue Gas Exhaust Pipe Ø 80 (40Kw) | 2006 | 106.398
| S100906 | Sealing Ring Siphon | 2007 | 11.9762
| S59586 | Hairpin Spring 18 Mm (10 Pcs.) | 2008 | 19.6605
| 7689676 | Vibration Silencer | 2009 | 18.1185
| 7673034 | O-ring 18x2.8 MOS2 (10x) | 2010 | 9.0207
| 7623837 | Sensors Set Double NTC 10K (1x) and NTC | 2011 | 20.6371
| S100890 | Electrode Ignition/Ionisation | 2012 | 40.4261
| S59118 | Glass Inspection Set | 2013 | 12.336
| S62105 | Gasket For Electrode (10 Pcs.) | 2014 | 13.107
| S48950 | Screw M4 X 10 (50 Pcs.) | 2015 | 13.2869
| S101196 | Gasket For Burner 40kW | 2016 | 16.0111
| 7669770 | Air Vent | 2017 | 18.8124
| S58730 | O-Ring 17X4 (10 Pcs.) | 2018 | 11.7449
| S100891 | Hose silicone 8x4x715 | 2019 | 14.0065
| S101179 | Gasket Heatechanger-Condensate Collector | 2020 | 10.2286
| S100892 | Gasket Flue Gas Discharge-Condensate Col | 2021 | 13.2355
| S100855 | Sealing Ring Ø 80 (5 Pcs.) | 2022 | 30.326
| S100850 | Cap Measure Point Flue Gas Pipe | 2023 | 25.957
| S100901 | Fixing Strip Heat Exchanger | 2024 | 13.4154
| S100838 | Transformer Ignition Incl. Electrode Ign | 2025 | 53.7644
| 7665193 | Grommet | 2026 | 8.0184
| S100465 | ADAPTER FLUE 80/125 | 2027 | 39.8607
| S62232 | Screw Cap Flue Gas Measure Point (5 Pcs. | 2028 | 18.8124
| S62233 | Plug For Air Inlet Measure Point (5 Pcs) | 2029 | 17.2704
| S100197 | Airvent Pump | 2031 | 46.3114
| S56155 | Gasket 23.8Mm O/D X 17.2Mm I/D X 2Mm (20 | 2032 | 14.4691
| S100814 | Clip 10,3 (5 Pcs.) | 2033 | 9.4833
| S62586 | O-Ring Ø 9.19 X 2.62 (10 Pcs.) | 2034 | 16.5765
| S100242 | Pump Plug | 2035 | 42.662
Remeha Calenta ACE 35DS EXP 3 | S101507 | Gas Combination Block with Throttle | 3001 | 120.7129
| 7665247 | Fan Assembly NRG118 - D21.4 - 35-40 kW | 3002 | 252.5282
| S101524 | Burner 40 kW 284 mm | 3003 | 128.4486
| S101198 | Seal Ro. 83Mm With Valve (40kW) | 3004 | 25.2631
| S101185 | Cover Gas/Air Chamber 306X99 Mm. | 3005 | 160.4451
| S100910 | Gassupply Pipe | 3006 | 59.9324
| S101523 | Air Supply Damper 40kW | 3007 | 25.4173
| S56155 | Gasket 23.8Mm O/D X 17.2Mm I/D X 2Mm (20 | 3008 | 14.4691
| S100806 | Sanitary connecting Piece | 3009 | 28.2186
| S100951 | Screw 7985 M5X25 (10 Pcs.) | 3010 | 12.4902
| S101010 | Nut G3/4" | 3011 | 13.5696
Remeha Calenta ACE 35DS EXP 4 | 7726804 | PCB CU-GH08 | 4001 | 184.0377
| 7665228 | PCB CB-03 | 4002 | 52.5051
| 7669597 | HMI MK2 2.0 | 4003 | 129.2967
| 7665229 | Control Box | 4004 | 166.4846
| 7701771 | Fuse Glass 2.5 Amp (5 Pcs.) | 4005 | 14.4691
| 7665230 | Switch On/Off | 4006 | 28.6298
| 7665231 | Serviceconnector | 4007 | 28.6298
| 7633327 | Configuration Storage Unit CSU-01 | 4008 | 20.4829
| 7689678 | Pump cable (Energy-efficient Pump) | 4009 | 20.4829
| S100845 | Cable power supply (L = 1500 Mm.) | 4009 | 34.952
| S100842 | Cable Three-Way-Valve | 4009 | 14.8803
| 7665232 | Cable Sensors | 4009 | 27.9359
| 7665233 | Cable (Valve / Fan) | 4009 | 30.326
| 7665234 | Cable set (Controlbox intern) | 4009 | 47.5964
| 7731327 | Connector outdoor temp. sensor (white) |  | 5.2942
| 7731328 | Connector boiler temp. sensor (blue) |  | 5.2942
Remeha Calenta ACE 35DS EXP 5 | 7689679 | Actuator Three Way Valve | 5002 | 68.0793
| 7689680 | Three-Way Valve | 5003 | 70.3152
| 7700076 | Hydro Block Right DS Flat | 5005 | 142.6093
| 7700077 | Hydro Block Left DS Flat | 5006 | 106.5522
| S100821 | Pressure Sensor | 5008 | 25.4173
| S100829 | Safety Pressure Relief Valve With Pipe | 5011 | 60.4978
| S100873 | Clip For Hose (5 Pcs.) | 5012 | 31.1741
| S59135 | Hairpin Spring 15,2Mm (10 Pcs.) | 5014 | 13.4154
| S58731 | Hairpin Spring Pump 18Mm (10 Pcs.) | 5015 | 15.5742
| S100814 | Clip 10,3 (5 Pcs.) | 5016 | 9.4833
| S100835 | Hairpin Spring 16 Mm. (10 Pcs.) | 5017 | 19.5063
| S100866 | Hose Of Safety Valve | 5019 | 45.0521
| S101002 | Condensate Drain | 5020 | 26.9593
| 7689702 | Screw DIN6921 M5X10 | 5021 | 5.7311
| S62727 | Grommet 20 Mm. (15 Pcs) | 5022 | 23.3099
| S100238 | Condensate Collector | 5050 | 23.0272
| 7668126 | Maintenance set A |  | 37.0594
| 7668127 | Maintenance set B |  | 53.0705
| 7668129 | Maintenance set C (S/DS) |  | 57.6965
Remeha Calenta ACE 15-25S EXP 1
Remeha Calenta ACE 15-25S EXP 1 | 7665188 | Casing Front Panel | 1001 | 107.5288
| 7665189 | Magnets | 1001 | 16.4223
| 7665190 | Cover Drop Down | 1002 | 40.1434
| 7665191 | Wall Bracket Boiler | 1003 | 15.5742
| S101298 | Cap Blind Scu | 1004 | 20.2259
| 7665192 | Seal Cover Frame / HMI | 1005 | 27.9359
| S101403 | Stud Quarter Retainer | 1006 | 13.8523
| S101253 | Boiler Light | 1007 | 81.2634
| 7699281 | Insulation part | 1009 | 17.2704
Remeha Calenta ACE 15-25S EXP 2 | 7689674 | Heat Exchanger 28Kw | 2001 | 609.5012
| S100894 | Condensate Collector 253Mm | 2002 | 83.2423
| 7703779 | Energy-efficient pump | 2003 | 225.5689
| S100905 | Siphon Assembly | 2004 | 22.3076
| 7665244 | Piping Set Flow And Return | 2005 | 79.5929
| S100854 | Flue Gas Exhaust Pipe Ø 80 (28Kw) | 2006 | 129.2967
| S100906 | Sealing Ring Siphon | 2007 | 11.9762
| S59586 | Hairpin Spring 18 Mm (10 Pcs.) | 2008 | 19.6605
| 7689676 | Vibration Silencer | 2009 | 18.1185
| 7673034 | O-ring 18x2.8 MOS2 (10x) | 2010 | 9.0207
| 7623837 | Sensors Set Double NTC 10K (1x) and NTC | 2011 | 20.6371
| S100890 | Electrode Ignition/Ionisation | 2012 | 40.4261
| S59118 | Glass Inspection Set | 2013 | 12.336
| S62105 | Gasket For Electrode (10 Pcs.) | 2014 | 13.107
| S48950 | Screw M4 X 10 (50 Pcs.) | 2015 | 13.2869
| S100880 | Gasket For Burner 206X82 | 2016 | 12.5416
| 7669770 | Air Vent | 2017 | 18.8124
| S58730 | O-Ring 17X4 (10 Pcs.) | 2018 | 11.7449
| S100891 | Hose silicone 8x4x715 | 2019 | 14.0065
| S100888 | Gasket Heatechanger-Condensate Collector | 2020 | 12.7729
| S100892 | Gasket Flue Gas Discharge-Condensate Col | 2021 | 13.2355
| S100855 | Sealing Ring Ø 80 (5 Pcs.) | 2022 | 30.326
| S100850 | Cap Measure Point Flue Gas Pipe | 2023 | 25.957
| S100901 | Fixing Strip Heat Exchanger | 2024 | 13.4154
| S100838 | Transformer Ignition Incl. Electrode Ign | 2025 | 53.7644
| 7665193 | Grommet | 2026 | 8.0184
| S100465 | ADAPTER FLUE 80/125 | 2027 | 39.8607
| S62232 | Screw Cap Flue Gas Measure Point (5 Pcs. | 2028 | 18.8124
| S62233 | Plug For Air Inlet Measure Point (5 Pcs) | 2029 | 17.2704
| S100197 | Airvent Pump | 2031 | 46.3114
| S56155 | Gasket 23.8Mm O/D X 17.2Mm I/D X 2Mm (20 | 2032 | 14.4691
| S100814 | Clip 10,3 (5 Pcs.) | 2033 | 9.4833
| S62586 | O-Ring Ø 9.19 X 2.62 (10 Pcs.) | 2034 | 16.5765
| S100925 | Expansion Vessel | 2036 | 184.3204
| 7702930 | Pipe expansion vessel assy | 2037 | 19.6605
| S44483 | Nut M 8 (10 Pcs.) | 2038 | 12.8243
| S101007 | Star Washer 8,2 (4 Pcs) | 2039 | 15.4457
Remeha Calenta ACE 15-25S EXP 3 | S101507 | Gas Combination Block with Throttle | 3001 | 120.7129
| 7700058 | Fan 10kW | 3002 | 205.086
| 7665194 | Fan Assembly NRG118 - D19.6 - 25-28 kW | 3002 | 213.3614
| S100879 | Burner 28 kW 198 mm | 3003 | 87.1744
| S100881 | Seal Ro. 83Mm With Valve (28Kw) | 3004 | 18.5297
| S100882 | Cover Gas/Air Chamber 220X84 Mm. | 3005 | 107.2461
| S100910 | Gassupply Pipe | 3006 | 59.9324
| S100911 | Air Supply Damper | 3007 | 22.3076
| S56155 | Gasket 23.8Mm O/D X 17.2Mm I/D X 2Mm (20 | 3008 | 14.4691
| S100806 | Sanitary connecting Piece | 3009 | 28.2186
| S100951 | Screw 7985 M5X25 (10 Pcs.) | 3010 | 12.4902
| S101010 | Nut G3/4" | 3011 | 13.5696
Remeha Calenta ACE 15-25S EXP 4 | 7726804 | PCB CU-GH08 | 4001 | 184.0377
| 7665228 | PCB CB-03 | 4002 | 52.5051
| 7669597 | HMI MK2 2.0 | 4003 | 129.2967
| 7665229 | Control Box | 4004 | 166.4846
| 7701771 | Fuse Glass 2.5 Amp (5 Pcs.) | 4005 | 14.4691
| 7665230 | Switch On/Off | 4006 | 28.6298
| 7665231 | Serviceconnector | 4007 | 28.6298
| 7633327 | Configuration Storage Unit CSU-01 | 4008 | 20.4829
| S100845 | Cable power supply (L = 1500 Mm.) | 4009 | 34.952
| S100842 | Cable Three-Way-Valve | 4009 | 14.8803
| 7665232 | Cable Sensors | 4009 | 27.9359
| 7665233 | Cable (Valve / Fan) | 4009 | 30.326
| 7665234 | Cable set (Controlbox intern) | 4009 | 47.5964
| 7731327 | Connector outdoor temp. sensor (white) |  | 5.2942
| 7731328 | Connector boiler temp. sensor (blue) |  | 5.2942
Remeha Calenta ACE 15-25S EXP 5 | 7700480 | Hydro Block Right S Flat | 5005 | 45.2063
| 7700483 | Hydro Block Left S FLAT | 5006 | 91.8004
| S100821 | Pressure Sensor | 5008 | 25.4173
| S100829 | Safety Pressure Relief Valve With Pipe | 5011 | 60.4978
| S100873 | Clip For Hose (5 Pcs.) | 5012 | 31.1741
| S58731 | Hairpin Spring Pump 18Mm (10 Pcs.) | 5015 | 15.5742
| S100814 | Clip 10,3 (5 Pcs.) | 5016 | 9.4833
| S100835 | Hairpin Spring 16 Mm. (10 Pcs.) | 5017 | 19.5063
| S100866 | Hose Of Safety Valve | 5019 | 45.0521
| S101002 | Condensate Drain | 5020 | 26.9593
| 7689702 | Screw DIN6921 M5X10 | 5021 | 5.7311
| S62727 | Grommet 20 Mm. (15 Pcs) | 5022 | 23.3099
| 7668122 | Maintenance set A |  | 30.7372
| 7668123 | Maintenance set B |  | 46.5941
| 7668125 | Maintenance set C (S/DS) |  | 51.3743
Remeha Calenta ACE 35S EXP 1
Remeha Calenta ACE 35S EXP 1 | 7665188 | Casing Front Panel | 1001 | 107.5288
| 7665189 | Magnets | 1001 | 16.4223
| 7665190 | Cover Drop Down | 1002 | 40.1434
| 7665191 | Wall Bracket Boiler | 1003 | 15.5742
| S101298 | Cap Blind Scu | 1004 | 20.2259
| 7665192 | Seal Cover Frame / HMI | 1005 | 27.9359
| S101403 | Stud Quarter Retainer | 1006 | 13.8523
| S101253 | Boiler Light | 1007 | 81.2634
| S101190 | Plug 8,5X0,75X11,0 | 1008 | 21.2025
| 7699281 | Insulation part | 1009 | 17.2704
Remeha Calenta ACE 35S EXP 2 | 7689714 | Heat Exchanger 40Kw | 2001 | 777.5278
| S101181 | Condensate Collector 338Mm | 2002 | 68.9274
| 7703779 | Energy-efficient pump | 2003 | 225.5689
| S100905 | Siphon Assembly | 2004 | 22.3076
| 7665244 | Piping Set Flow And Return | 2005 | 79.5929
| S101199 | Flue Gas Exhaust Pipe Ø 80 (40Kw) | 2006 | 106.398
| S100906 | Sealing Ring Siphon | 2007 | 11.9762
| S59586 | Hairpin Spring 18 Mm (10 Pcs.) | 2008 | 19.6605
| 7689676 | Vibration Silencer | 2009 | 18.1185
| 7673034 | O-ring 18x2.8 MOS2 (10x) | 2010 | 9.0207
| 7623837 | Sensors Set Double NTC 10K (1x) and NTC | 2011 | 20.6371
| S100890 | Electrode Ignition/Ionisation | 2012 | 40.4261
| S59118 | Glass Inspection Set | 2013 | 12.336
| S62105 | Gasket For Electrode (10 Pcs.) | 2014 | 13.107
| S48950 | Screw M4 X 10 (50 Pcs.) | 2015 | 13.2869
| S101196 | Gasket For Burner 40kW | 2016 | 16.0111
| 7669770 | Air Vent | 2017 | 18.8124
| S58730 | O-Ring 17X4 (10 Pcs.) | 2018 | 11.7449
| S100891 | Hose silicone 8x4x715 | 2019 | 14.0065
| S101179 | Gasket Heatechanger-Condensate Collector | 2020 | 10.2286
| S100892 | Gasket Flue Gas Discharge-Condensate Col | 2021 | 13.2355
| S100855 | Sealing Ring Ø 80 (5 Pcs.) | 2022 | 30.326
| S100850 | Cap Measure Point Flue Gas Pipe | 2023 | 25.957
| S100901 | Fixing Strip Heat Exchanger | 2024 | 13.4154
| S100838 | Transformer Ignition Incl. Electrode Ign | 2025 | 53.7644
| 7665193 | Grommet | 2026 | 8.0184
| S100465 | ADAPTER FLUE 80/125 | 2027 | 39.8607
| S62232 | Screw Cap Flue Gas Measure Point (5 Pcs. | 2028 | 18.8124
| S62233 | Plug For Air Inlet Measure Point (5 Pcs) | 2029 | 17.2704
| S100197 | Airvent Pump | 2031 | 46.3114
| S56155 | Gasket 23.8Mm O/D X 17.2Mm I/D X 2Mm (20 | 2032 | 14.4691
| S100814 | Clip 10,3 (5 Pcs.) | 2033 | 9.4833
| S62586 | O-Ring Ø 9.19 X 2.62 (10 Pcs.) | 2034 | 16.5765
| S100242 | Pump Plug | 2035 | 42.662
Remeha Calenta ACE 35S EXP 3 | S101507 | Gas Combination Block with Throttle | 3001 | 120.7129
| 7665247 | Fan Assembly NRG118 - D21.4 - 35-40 kW | 3002 | 252.5282
| S101524 | Burner 40 kW 284 mm | 3003 | 128.4486
| S101198 | Seal Ro. 83Mm With Valve (40kW) | 3004 | 25.2631
| S101185 | Cover Gas/Air Chamber 306X99 Mm. | 3005 | 160.4451
| S100910 | Gassupply Pipe | 3006 | 59.9324
| S101523 | Air Supply Damper 40kW | 3007 | 25.4173
| S56155 | Gasket 23.8Mm O/D X 17.2Mm I/D X 2Mm (20 | 3008 | 14.4691
| S100806 | Sanitary connecting Piece | 3009 | 28.2186
| S100951 | Screw 7985 M5X25 (10 Pcs.) | 3010 | 12.4902
| S101010 | Nut G3/4" | 3011 | 13.5696
Remeha Calenta ACE 35S EXP 4 | 7726804 | PCB CU-GH08 | 4001 | 184.0377
| 7665228 | PCB CB-03 | 4002 | 52.5051
| 7669597 | HMI MK2 2.0 | 4003 | 129.2967
| 7665229 | Control Box | 4004 | 166.4846
| 7701771 | Fuse Glass 2.5 Amp (5 Pcs.) | 4005 | 14.4691
| 7665230 | Switch On/Off | 4006 | 28.6298
| 7665231 | Serviceconnector | 4007 | 28.6298
| 7633327 | Configuration Storage Unit CSU-01 | 4008 | 20.4829
| 7689678 | Pump cable (Energy-efficient Pump) | 4009 | 20.4829
| S100845 | Cable power supply (L = 1500 Mm.) | 4009 | 34.952
| S100842 | Cable Three-Way-Valve | 4009 | 14.8803
| 7665232 | Cable Sensors | 4009 | 27.9359
| 7665233 | Cable (Valve / Fan) | 4009 | 30.326
| 7665234 | Cable set (Controlbox intern) | 4009 | 47.5964
| 7731327 | Connector outdoor temp. sensor (white) |  | 5.2942
| 7731328 | Connector boiler temp. sensor (blue) |  | 5.2942
Remeha Calenta ACE 35S EXP 5 | 7700480 | Hydro Block Right S Flat | 5005 | 45.2063
| 7700483 | Hydro Block Left S FLAT | 5006 | 91.8004
| S100821 | Pressure Sensor | 5008 | 25.4173
| S100829 | Safety Pressure Relief Valve With Pipe | 5011 | 60.4978
| S100873 | Clip For Hose (5 Pcs.) | 5012 | 31.1741
| S58731 | Hairpin Spring Pump 18Mm (10 Pcs.) | 5015 | 15.5742
| S100814 | Clip 10,3 (5 Pcs.) | 5016 | 9.4833
| S100835 | Hairpin Spring 16 Mm. (10 Pcs.) | 5017 | 19.5063
| S100866 | Hose Of Safety Valve | 5019 | 45.0521
| S101002 | Condensate Drain | 5020 | 26.9593
| 7689702 | Screw DIN6921 M5X10 | 5021 | 5.7311
| S62727 | Grommet 20 Mm. (15 Pcs) | 5022 | 23.3099
| S100238 | Condensate Collector | 5050 | 23.0272
| 7668126 | Maintenance set A |  | 37.0594
| 7668127 | Maintenance set B |  | 53.0705
| 7668129 | Maintenance set C (S/DS) |  | 57.6965
Remeha Calenta ACE 28C EXP 1
Remeha Calenta ACE 28C EXP 1 | 7665188 | Casing Front Panel | 1001 | 107.5288
| 7665189 | Magnets | 1001 | 16.4223
| 7665190 | Cover Drop Down | 1002 | 40.1434
| 7665191 | Wall Bracket Boiler | 1003 | 15.5742
| 7665192 | Seal Cover Frame / HMI | 1005 | 27.9359
| S101403 | Stud Quarter Retainer | 1006 | 13.8523
| S101253 | Boiler Light | 1007 | 81.2634
| S101190 | Plug 8,5X0,75X11,0 | 1008 | 21.2025
| 7699281 | Insulation part | 1009 | 17.2704
Remeha Calenta ACE 28C EXP 2 | 7689674 | Heat Exchanger 28Kw | 2001 | 609.5012
| S100894 | Condensate Collector 253Mm | 2002 | 83.2423
| 7703779 | Energy-efficient pump | 2003 | 225.5689
| S100905 | Siphon Assembly | 2004 | 22.3076
| 7665244 | Piping Set Flow And Return | 2005 | 79.5929
| S100854 | Flue Gas Exhaust Pipe Ø 80 (28Kw) | 2006 | 129.2967
| S100906 | Sealing Ring Siphon | 2007 | 11.9762
| S59586 | Hairpin Spring 18 Mm (10 Pcs.) | 2008 | 19.6605
| 7689676 | Vibration Silencer | 2009 | 18.1185
| 7673034 | O-ring 18x2.8 MOS2 (10x) | 2010 | 9.0207
| 7623837 | Sensors Set Double NTC 10K (1x) and NTC | 2011 | 20.6371
| S100890 | Electrode Ignition/Ionisation | 2012 | 40.4261
| S59118 | Glass Inspection Set | 2013 | 12.336
| S62105 | Gasket For Electrode (10 Pcs.) | 2014 | 13.107
| S48950 | Screw M4 X 10 (50 Pcs.) | 2015 | 13.2869
| S100880 | Gasket For Burner 206X82 | 2016 | 12.5416
| 7669770 | Air Vent | 2017 | 18.8124
| S58730 | O-Ring 17X4 (10 Pcs.) | 2018 | 11.7449
| S100891 | Hose silicone 8x4x715 | 2019 | 14.0065
| S100888 | Gasket Heatechanger-Condensate Collector | 2020 | 12.7729
| S100892 | Gasket Flue Gas Discharge-Condensate Col | 2021 | 13.2355
| S100855 | Sealing Ring Ø 80 (5 Pcs.) | 2022 | 30.326
| S100850 | Cap Measure Point Flue Gas Pipe | 2023 | 25.957
| S100901 | Fixing Strip Heat Exchanger | 2024 | 13.4154
| S100838 | Transformer Ignition Incl. Electrode Ign | 2025 | 53.7644
| 7665193 | Grommet | 2026 | 8.0184
| S100465 | ADAPTER FLUE 80/125 | 2027 | 39.8607
| S62232 | Screw Cap Flue Gas Measure Point (5 Pcs. | 2028 | 18.8124
| S62233 | Plug For Air Inlet Measure Point (5 Pcs) | 2029 | 17.2704
| S100197 | Airvent Pump | 2031 | 46.3114
| S56155 | Gasket 23.8Mm O/D X 17.2Mm I/D X 2Mm (20 | 2032 | 14.4691
| S100925 | Expansion Vessel | 2036 | 184.3204
| 7702930 | Pipe expansion vessel assy | 2037 | 19.6605
| S44483 | Nut M 8 (10 Pcs.) | 2038 | 12.8243
| S101007 | Star Washer 8,2 (4 Pcs) | 2039 | 15.4457
| S100814 | Clip 10,3 (5 Pcs.) | 2040 | 9.4833
| S62586 | O-Ring Ø 9.19 X 2.62 (10 Pcs.) | 2041 | 16.5765
Remeha Calenta ACE 28C EXP 3 | S101507 | Gas Combination Block with Throttle | 3001 | 120.7129
| 7665194 | Fan Assembly NRG118 - D19.6 - 25-28 kW | 3002 | 213.3614
| S100879 | Burner 28 kW 198 mm | 3003 | 87.1744
| S100881 | Seal Ro. 83Mm With Valve (28Kw) | 3004 | 18.5297
| S100882 | Cover Gas/Air Chamber 220X84 Mm. | 3005 | 107.2461
| S100910 | Gassupply Pipe | 3006 | 59.9324
| S100911 | Air Supply Damper | 3007 | 22.3076
| S56155 | Gasket 23.8Mm O/D X 17.2Mm I/D X 2Mm (20 | 3008 | 14.4691
| S100806 | Sanitary connecting Piece | 3009 | 28.2186
| S100951 | Screw 7985 M5X25 (10 Pcs.) | 3010 | 12.4902
| S101010 | Nut G3/4" | 3011 | 13.5696
Remeha Calenta ACE 28C EXP 4 | 7726804 | PCB CU-GH08 | 4001 | 184.0377
| 7665228 | PCB CB-03 | 4002 | 52.5051
| 7669597 | HMI MK2 2.0 | 4003 | 129.2967
| 7665229 | Control Box | 4004 | 166.4846
| 7701771 | Fuse Glass 2.5 Amp (5 Pcs.) | 4005 | 14.4691
| 7665230 | Switch On/Off | 4006 | 28.6298
| 7665231 | Serviceconnector | 4007 | 28.6298
| 7633327 | Configuration Storage Unit CSU-01 | 4008 | 20.4829
| 7689678 | Pump cable (Energy-efficient Pump) | 4009 | 20.4829
| S100845 | Cable power supply (L = 1500 Mm.) | 4009 | 34.952
| S100842 | Cable Three-Way-Valve | 4009 | 14.8803
| 7665232 | Cable Sensors | 4009 | 27.9359
| 7665233 | Cable (Valve / Fan) | 4009 | 30.326
| 7665234 | Cable set (Controlbox intern) | 4009 | 47.5964
| 7731327 | Connector outdoor temp. sensor (white) |  | 5.2942
| 7731328 | Connector boiler temp. sensor (blue) |  | 5.2942
Remeha Calenta ACE 28C EXP 5 | 7665235 | Plate Heatexchanger 28 kW | 5001 | 153.429
| 7689679 | Actuator Three Way Valve | 5002 | 68.0793
| 7689680 | Three-Way Valve | 5003 | 70.3152
| 7689681 | Housing Cartridge + Sensor Dhw-flow | 5004 | 78.7448
| 7700078 | Hydro Block Right C Flat 9L | 5005 | 169.8513
| 7689711 | Hydro Block Left Combi | 5006 | 122.1264
| 7689700 | Sensor Dhw Flow | 5007 | 44.6409
| S100821 | Pressure Sensor | 5008 | 25.4173
| 7665238 | Sensor NTC | 5009 | 17.2704
| S100805 | Filter System For Plate X Primary Flow | 5010 | 17.5531
| S100829 | Safety Pressure Relief Valve With Pipe | 5011 | 60.4978
| S100873 | Clip For Hose (5 Pcs.) | 5012 | 31.1741
| S100810 | C-Ring 25,2X17Mm. (20 Pcs.) | 5013 | 18.8124
| S59135 | Hairpin Spring 15,2Mm (10 Pcs.) | 5014 | 13.4154
| S58731 | Hairpin Spring Pump 18Mm (10 Pcs.) | 5015 | 15.5742
| S100814 | Clip 10,3 (5 Pcs.) | 5016 | 9.4833
| S100835 | Hairpin Spring 16 Mm. (10 Pcs.) | 5017 | 19.5063
| 7689701 | Screw CHC M5X30/22 8.8 ZN8 | 5018 | 7.3759
| S100866 | Hose Of Safety Valve | 5019 | 45.0521
| S101002 | Condensate Drain | 5020 | 26.9593
| 7689702 | Screw DIN6921 M5X10 | 5021 | 5.7311
| S62727 | Grommet 20 Mm. (15 Pcs) | 5022 | 23.3099
| 7668122 | Maintenance set A |  | 30.7372
| 7668123 | Maintenance set B |  | 46.5941
| 7668124 | Maintenance set C (C) |  | 75.7893
Remeha Calenta ACE 35C EXP 1
Remeha Calenta ACE 35C EXP 1 | 7665188 | Casing Front Panel | 1001 | 107.5288
| 7665189 | Magnets | 1001 | 16.4223
| 7665190 | Cover Drop Down | 1002 | 40.1434
| 7665191 | Wall Bracket Boiler | 1003 | 15.5742
| S101298 | Cap Blind Scu | 1004 | 20.2259
| 7665192 | Seal Cover Frame / HMI | 1005 | 27.9359
| S101403 | Stud Quarter Retainer | 1006 | 13.8523
| S101253 | Boiler Light | 1007 | 81.2634
| S101190 | Plug 8,5X0,75X11,0 | 1008 | 21.2025
| 7699281 | Insulation part | 1009 | 17.2704
Remeha Calenta ACE 35C EXP 2 | 7689674 | Heat Exchanger 28Kw | 2001 | 609.5012
| S100894 | Condensate Collector 253Mm | 2002 | 83.2423
| 7689675 | Energy-efficient Pump | 2003 | 257.4369
| S100905 | Siphon Assembly | 2004 | 22.3076
| 7665244 | Piping Set Flow And Return | 2005 | 79.5929
| S101199 | Flue Gas Exhaust Pipe Ø 80 (40Kw) | 2006 | 106.398
| S100906 | Sealing Ring Siphon | 2007 | 11.9762
| S59586 | Hairpin Spring 18 Mm (10 Pcs.) | 2008 | 19.6605
| 7689676 | Vibration Silencer | 2009 | 18.1185
| 7673034 | O-ring 18x2.8 MOS2 (10x) | 2010 | 9.0207
| 7623837 | Sensors Set Double NTC 10K (1x) and NTC | 2011 | 20.6371
| S100890 | Electrode Ignition/Ionisation | 2012 | 40.4261
| S59118 | Glass Inspection Set | 2013 | 12.336
| S62105 | Gasket For Electrode (10 Pcs.) | 2014 | 13.107
| S48950 | Screw M4 X 10 (50 Pcs.) | 2015 | 13.2869
| S100880 | Gasket For Burner 206X82 | 2016 | 12.5416
| 7669770 | Air Vent | 2017 | 18.8124
| S58730 | O-Ring 17X4 (10 Pcs.) | 2018 | 11.7449
| S100891 | Hose silicone 8x4x715 | 2019 | 14.0065
| S100888 | Gasket Heatechanger-Condensate Collector | 2020 | 12.7729
| S100892 | Gasket Flue Gas Discharge-Condensate Col | 2021 | 13.2355
| S100855 | Sealing Ring Ø 80 (5 Pcs.) | 2022 | 30.326
| S100850 | Cap Measure Point Flue Gas Pipe | 2023 | 25.957
| S100901 | Fixing Strip Heat Exchanger | 2024 | 13.4154
| S100838 | Transformer Ignition Incl. Electrode Ign | 2025 | 53.7644
| 7665193 | Grommet | 2026 | 8.0184
| S100465 | ADAPTER FLUE 80/125 | 2027 | 39.8607
| S62232 | Screw Cap Flue Gas Measure Point (5 Pcs. | 2028 | 18.8124
| S62233 | Plug For Air Inlet Measure Point (5 Pcs) | 2029 | 17.2704
| S100197 | Airvent Pump | 2031 | 46.3114
| S56155 | Gasket 23.8Mm O/D X 17.2Mm I/D X 2Mm (20 | 2032 | 14.4691
| S100925 | Expansion Vessel | 2036 | 184.3204
| 7702930 | Pipe expansion vessel assy | 2037 | 19.6605
| S44483 | Nut M 8 (10 Pcs.) | 2038 | 12.8243
| S101007 | Star Washer 8,2 (4 Pcs) | 2039 | 15.4457
| S100814 | Clip 10,3 (5 Pcs.) | 2040 | 9.4833
| S62586 | O-Ring Ø 9.19 X 2.62 (10 Pcs.) | 2041 | 16.5765
Remeha Calenta ACE 35C EXP 3 | S101507 | Gas Combination Block with Throttle | 3001 | 120.7129
| 7665247 | Fan Assembly NRG118 - D21.4 - 35-40 kW | 3002 | 252.5282
| S101524 | Burner 40 kW 284 mm | 3003 | 128.4486
| S101198 | Seal Ro. 83Mm With Valve (40kW) | 3004 | 25.2631
| S101185 | Cover Gas/Air Chamber 306X99 Mm. | 3005 | 160.4451
| S100910 | Gassupply Pipe | 3006 | 59.9324
| S101523 | Air Supply Damper 40kW | 3007 | 25.4173
| S56155 | Gasket 23.8Mm O/D X 17.2Mm I/D X 2Mm (20 | 3008 | 14.4691
| S100806 | Sanitary connecting Piece | 3009 | 28.2186
| S100951 | Screw 7985 M5X25 (10 Pcs.) | 3010 | 12.4902
| S101010 | Nut G3/4" | 3011 | 13.5696
Remeha Calenta ACE 35C EXP 4 | 7726804 | PCB CU-GH08 | 4001 | 184.0377
| 7665228 | PCB CB-03 | 4002 | 52.5051
| 7669597 | HMI MK2 2.0 | 4003 | 129.2967
| 7665229 | Control Box | 4004 | 166.4846
| 7701771 | Fuse Glass 2.5 Amp (5 Pcs.) | 4005 | 14.4691
| 7665230 | Switch On/Off | 4006 | 28.6298
| 7665231 | Serviceconnector | 4007 | 28.6298
| 7633327 | Configuration Storage Unit CSU-01 | 4008 | 20.4829
| 7689678 | Pump cable (Energy-efficient Pump) | 4009 | 20.4829
| S100845 | Cable power supply (L = 1500 Mm.) | 4009 | 34.952
| S100842 | Cable Three-Way-Valve | 4009 | 14.8803
| 7665232 | Cable Sensors | 4009 | 27.9359
| 7665233 | Cable (Valve / Fan) | 4009 | 30.326
| 7665234 | Cable set (Controlbox intern) | 4009 | 47.5964
| 7731327 | Connector outdoor temp. sensor (white) |  | 5.2942
| 7731328 | Connector boiler temp. sensor (blue) |  | 5.2942
Remeha Calenta ACE 35C EXP 5 | 7665250 | Plate Heatexchanger 40 kW | 5001 | 157.9265
| 7689679 | Actuator Three Way Valve | 5002 | 68.0793
| 7689680 | Three-Way Valve | 5003 | 70.3152
| 7689681 | Housing Cartridge + Sensor Dhw-flow | 5004 | 78.7448
| 7700079 | Hydro Block Right | 5005 | 170.5452
| 7689711 | Hydro Block Left Combi | 5006 | 122.1264
| 7689700 | Sensor Dhw Flow | 5007 | 44.6409
| S100821 | Pressure Sensor | 5008 | 25.4173
| 7665238 | Sensor NTC | 5009 | 17.2704
| S100805 | Filter System For Plate X Primary Flow | 5010 | 17.5531
| S100829 | Safety Pressure Relief Valve With Pipe | 5011 | 60.4978
| S100873 | Clip For Hose (5 Pcs.) | 5012 | 31.1741
| S100810 | C-Ring 25,2X17Mm. (20 Pcs.) | 5013 | 18.8124
| S59135 | Hairpin Spring 15,2Mm (10 Pcs.) | 5014 | 13.4154
| S58731 | Hairpin Spring Pump 18Mm (10 Pcs.) | 5015 | 15.5742
| S100814 | Clip 10,3 (5 Pcs.) | 5016 | 9.4833
| S100835 | Hairpin Spring 16 Mm. (10 Pcs.) | 5017 | 19.5063
| 7689701 | Screw CHC M5X30/22 8.8 ZN8 | 5018 | 7.3759
| S100866 | Hose Of Safety Valve | 5019 | 45.0521
| S101002 | Condensate Drain | 5020 | 26.9593
| 7689702 | Screw DIN6921 M5X10 | 5021 | 5.7311
| S62727 | Grommet 20 Mm. (15 Pcs) | 5022 | 23.3099
| 7668126 | Maintenance set A |  | 37.0594
| 7668127 | Maintenance set B |  | 53.0705
| 7668128 | Maintenance set C (C) |  | 82.2657

## Quinta
Quinta 30 Eco - Solo
Producto | Referencia | Descripcion | Posicion | PVP
Quinta 30 Eco - Solo | S103212 | Fan Assembly Ebm G1G 126 Ac 13-20 | 1 | 310.6359
| S45182 | Gasket For Flue Fan (10 Pcs.) | 2 | 16.8335
| S48950 | Screw M4 X 10 (50 Pcs.) | 3 | 13.2869
| S59215 | Gasket For Venturi (5 Pcs.) | 4 | 16.8335
| S54777 | Gasket For Venturi 45-90kW (5 pcs) | 5 | 17.2704
| S50541 | Gasket (For Burner) (5 Pcs.) | 6 | 13.9037
| S54362 | Gasket For Coverplate Heatexchanger | 7 | 56.283
| S54755 | Nut Flange M6 (20 Pcs.) | 8 | 12.079
| S56505 | Valve Multi Block Vk8115V1234 | 9 | 227.6763
| S56157 | Gasket Ø 18.3 X 12.7 X2 Mm. (10 Pcs.) | 10 | 11.4108
| S49510 | Torx-Key | 12 | 27.0878
| S62728 | Vent Auto Air Bleed Device | 13 | 23.5926
| S47170 | Hose Silicone Ø 4Mm I/D-8Mm (1 Meter) | 14 | 15.4457
| S58938 | Pressure Gauge With Grommet | 15 | 29.6064
| S46850 | Valve Non Return 1/4" | 16 | 32.7161
| S54339 | Electrode Ignition/Ionisation Mx (Incl. | 17 | 30.7372
| S55409 | Grommet (For Electrode Cap) (5 Pcs.) | 18 | 12.079
| S53489 | Gasket For Electrode (10 Pcs.) | 19 | 14.0065
| S21473 | Washer Spring Ring A4,3 (10 Pcs.) | 20 | 11.1024
| S55805 | Cable Ignition C/W Cap | 21 | 54.1756
| S45004 | Glass Inspection C/W Gasket 32X32X3Mm An | 22 | 28.5013
| S35458 | Gasket For Inspection Glass (5 Pcs.) | 23 | 11.822
| S54822 | Mounting Frame (For Inspection Glass) | 24 | 10.3828
| S56416 | Gasket 1-Joglle Ø 70 (5 Pcs.) | 25 | 19.3778
| S100855 | Sealing Ring Ø 80 (5 Pcs.) | 26 | 30.326
| S44698 | Sensor Temperature (Flow And Return) El | 27 | 26.2397
| S49297 | Sensor Flue Gas Temperature Ntc 12Kohm 3 | 28 | 49.2669
| S62288 | Tulle For Flue Gas Pipe | 29 | 9.2006
| S55668 | Sealant Cap 12X10X4 (10 Pcs.) | 31 | 13.878
| S49777 | Actuator Three-Way-Valve (Dhw) Vc4012Zz0 | 32 | 147.6722
| S49776 | Three-Way-Valve (Dhw) Vczmf6000E | 33 | 127.3178
| S59402 | Controller Mcba5461 | 35 | 635.4582
| S43562 | Fuse Glass 3,15 Amp Slow (10 Pcs.) | 36 | 32.5619
| S43563 | Fuse Glass 2 Amp Fast (10 Pcs.) | 37 | 27.0878
| S54802 | Display Print Board | 38 | 127.0351
| S63316 | AM3 BOARD | 39 | 163.709
| S55473 | INTERFACE TEM4 | 40 | 294.008
| S51103 | Sealing Ring 44X32X4 (5 Pcs.) | 41 | 13.107
| S54811 | Magnet Ø 8Mm For Cover (10 Pcs.) | 42 | 24.415
| S56205 | Inspection Hatch Heat Exchanger | 43 | 212.796
| S56501 | Venturi Quinta 28 And 30 | 44 | 163.966
| S100468 | Screw M5X12 (10 Pcs.) | 45 | 10.6141
| S56504 | Air Supply Damper | 47 | 26.2397
| S59258 | Gas Supply Pipe | 48 | 44.4867
| S57440 | Gas Flow Pipe Gasblock Outlet | 49 | 30.6087
| S57888 | Burner | 50 | 106.398
| S100479 | Air Separator With Flow Pipe | 51 | 144.8709
| 56262 | Flow Pipe Three Way Valve Calorifier | 52 | 20.7656
| S58398 | Safety Pressure Relief Valve ½" | 55 | 27.5247
| S100473 | Hose Pp 25/21 Rib L=1350 Mm. | 56 | 11.9248
| S56208 | Gas Flow Pipe Gasblock Inlet | 57 | 30.1718
| S56168 | Casing Side Left Or Right | 58 | 56.5657
| S54783 | Casing Front | 59 | 161.139
| S43266 | Sealing 12 X 4 Mm Rubber 1 Meter | 59 | 13.0556
| S100213 | Cover Grey Drop Down Door | 60 | 63.1706
| S56167 | Box Instrument Panel | 62 | 60.652
| S56318 | Floor Plate Instrument Panel | 63 | 37.1879
| S58386 | Adapter Support | 64 | 31.3026
| S54812 | Documentation Holder A5 | 65 | 19.789
| S49196 | Cable Clamp | 67 | 22.0506
| S54800 | Door R/H | 68 | 20.2259
| S56940 | Door R/H Cover | 69 | 23.3099
| 59443 | Cover For Weather Compensator | 70 | 2.0303
| 54797 | Frontplate L/H Panel Door | 71 | 14.1864
| S56087 | BOX TEM MES OPEN VERS. | 72 | 77.614
| S54809 | Cable Clip | 74 | 15.7284
| S54794 | Retaining Clip Mcba Board (10 Pcs.) | 75 | 31.3026
| S100477 | Return Pipe Central Heating-Return | 76 | 44.2297
| S54798 | Hinge Pin (2 Pcs.) | 78 | 15.163
| S53480 | Supply Tube For Siphon | 79 | 16.0111
| S54761 | Siphon Assembly Complete | 80 | 30.1718
| S49424 | PIPE INSERT L=0130 | 81 | 100.23
| S59445 | Inlet Plate | 84 | 52.9163
| 59105 | Bracket For Heat Exchanger Quinta 28/35 | 85 | 14.1864
| S47174 | Distance Holder (10 Pcs.) | 87 | 15.5742
| S56209 | Flue Gas Pipe R80/70 | 88 | 73.1422
| S57485 | Wall Bracket Boiler | 89 | 27.7817
| 54748 | Connection Piece Chimney Round 125 | 90 | 40.2976
| S54751 | AANSL.PL.RGA.RO125 CONC W40H10 | 91 | 48.83
| S54750 | Flue Connection Excentric 80/80 Mm. | 92 | 26.9593
| S55562 | Pump Grundf. ALPHA2L 25-60-130 | 93 | 374.6546
| S56419 | Heat Exchanger 28Kw, 30Kw And 35 Kw | 94 | 1666.645
| S54813 | Sight Cover For Display | 96 | 17.1162
| 49294 | Expansion Vessel 16 Liters | 97 | 256.0491
| 45165 | Euro Connector Black | 98 | 14.0065
| S42460 | Connector Euro Male 030.0749-S Black | 99 | 19.0951
| S57163 | Screw Cap Measure Point Flue Gas Pipe (2 | 103 | 12.336
| S56245 | Extension Piece Air Supply | 104 | 19.6605
| S56963 | Cover Plate For Condensation Connection | 105 | 12.85
| S52484 | CLEANING KNIFE L=360MM |  | 13.9808
| S57040 | Set Plugs 5 Pieces For Heat Exchanger |  | 28.2186
| S58661 | Service Set Stud Bolt M6 X 16 (4 Pcs) He |  | 56.1545
| S59959 | Condensate Cap |  | 30.7372
| S54805 | Connector For Flat Cable |  | 13.6981
| S54806 | Flatcable L=810Mm |  | 30.7372
Quinta 28 / 35 Combi
Quinta 28 / 35 Combi | S103212 | Fan Assembly Ebm G1G 126 Ac 13-20 | 1 | 310.6359
| S45182 | Gasket For Flue Fan (10 Pcs.) | 2 | 16.8335
| S59215 | Gasket For Venturi (5 Pcs.) | 4 | 16.8335
| S54777 | Gasket For Venturi 45-90kW (5 pcs) | 5 | 17.2704
| S50541 | Gasket (For Burner) (5 Pcs.) | 6 | 13.9037
| S54362 | Gasket For Coverplate Heatexchanger | 7 | 56.283
| S54755 | Nut Flange M6 (20 Pcs.) | 8 | 12.079
| S56505 | Valve Multi Block Vk8115V1234 | 9 | 227.6763
| S56157 | Gasket Ø 18.3 X 12.7 X2 Mm. (10 Pcs.) | 10 | 11.4108
| S56155 | Gasket 23.8Mm O/D X 17.2Mm I/D X 2Mm (20 | 11 | 14.4691
| S49510 | Torx-Key | 12 | 27.0878
| S62728 | Vent Auto Air Bleed Device | 13 | 23.5926
| S47170 | Hose Silicone Ø 4Mm I/D-8Mm (1 Meter) | 14 | 15.4457
| S58938 | Pressure Gauge With Grommet | 15 | 29.6064
| S46850 | Valve Non Return 1/4" | 16 | 32.7161
| S54339 | Electrode Ignition/Ionisation Mx (Incl. | 17 | 30.7372
| S55409 | Grommet (For Electrode Cap) (5 Pcs.) | 18 | 12.079
| S53489 | Gasket For Electrode (10 Pcs.) | 19 | 14.0065
| S55805 | Cable Ignition C/W Cap | 21 | 54.1756
| S45004 | Glass Inspection C/W Gasket 32X32X3Mm An | 22 | 28.5013
| S54822 | Mounting Frame (For Inspection Glass) | 24 | 10.3828
| S56416 | Gasket 1-Joglle Ø 70 (5 Pcs.) | 25 | 19.3778
| S100855 | Sealing Ring Ø 80 (5 Pcs.) | 26 | 30.326
| S44698 | Sensor Temperature (Flow And Return) El | 27 | 26.2397
| S62288 | Tulle For Flue Gas Pipe | 29 | 9.2006
| S55668 | Sealant Cap 12X10X4 (10 Pcs.) | 31 | 13.878
| S49776 | Three-Way-Valve (Dhw) Vczmf6000E | 33 | 127.3178
| S59216 | Cartridge For Three-Way-Valve Vczmf6000 | 33 | 106.5522
| S46823 | FLOWSWITCH 1,5 LTR/MIN | 34 | 79.7214
| S59402 | Controller Mcba5461 | 35 | 635.4582
| S43562 | Fuse Glass 3,15 Amp Slow (10 Pcs.) | 36 | 32.5619
| S43563 | Fuse Glass 2 Amp Fast (10 Pcs.) | 37 | 27.0878
| S54802 | Display Print Board | 38 | 127.0351
| S51103 | Sealing Ring 44X32X4 (5 Pcs.) | 41 | 13.107
| S54811 | Magnet Ø 8Mm For Cover (10 Pcs.) | 42 | 24.415
| S56205 | Inspection Hatch Heat Exchanger | 43 | 212.796
| S56501 | Venturi Quinta 28 And 30 | 44 | 163.966
| S58163 | Venturi Quinta 35 | 44 | 165.2253
| S56504 | Air Supply Damper | 47 | 26.2397
| S59258 | Gas Supply Pipe | 48 | 44.4867
| S57440 | Gas Flow Pipe Gasblock Outlet | 49 | 30.6087
| S57888 | Burner | 50 | 106.398
| S56208 | Gas Flow Pipe Gasblock Inlet | 57 | 30.1718
| S56168 | Casing Side Left Or Right | 58 | 56.5657
| S54783 | Casing Front | 59 | 161.139
| S43266 | Sealing 12 X 4 Mm Rubber 1 Meter | 59 | 13.0556
| S100213 | Cover Grey Drop Down Door | 60 | 63.1706
| S56167 | Box Instrument Panel | 62 | 60.652
| S56318 | Floor Plate Instrument Panel | 63 | 37.1879
| S58386 | Adapter Support | 64 | 31.3026
| S54812 | Documentation Holder A5 | 65 | 19.789
| S54800 | Door R/H | 68 | 20.2259
| S56940 | Door R/H Cover | 69 | 23.3099
| S54809 | Cable Clip | 74 | 15.7284
| S54794 | Retaining Clip Mcba Board (10 Pcs.) | 75 | 31.3026
| S54798 | Hinge Pin (2 Pcs.) | 78 | 15.163
| S53480 | Supply Tube For Siphon | 79 | 16.0111
| S54761 | Siphon Assembly Complete | 80 | 30.1718
| S59744 | Sealing Siphon (5 Pcs.) | 80 | 7.4016
| S59445 | Inlet Plate | 84 | 52.9163
| 59105 | Bracket For Heat Exchanger Quinta 28/35 | 85 | 14.1864
| S47174 | Distance Holder (10 Pcs.) | 87 | 15.5742
| S56209 | Flue Gas Pipe R80/70 | 88 | 73.1422
| S57485 | Wall Bracket Boiler | 89 | 27.7817
| S54750 | Flue Connection Excentric 80/80 Mm. | 92 | 26.9593
| S56419 | Heat Exchanger 28Kw, 30Kw And 35 Kw | 94 | 1666.645
| S58661 | Service Set Stud Bolt M6 X 16 (4 Pcs) He | 94 | 56.1545
| S54813 | Sight Cover For Display | 96 | 17.1162
| S52894 | Pump Grundfoss Uper 25/60 | 101 | 310.16
| S56087 | BOX TEM MES OPEN VERS. | 102 | 77.614
| S57163 | Screw Cap Measure Point Flue Gas Pipe (2 | 103 | 12.336
| S56245 | Extension Piece Air Supply | 104 | 19.6605
| S56963 | Cover Plate For Condensation Connection | 105 | 12.85
| S57052 | Flow Pipe | 109 | 41.8396
| S113643 | Actuator Three-Way-Valve Vc8040Zz37E 24V | 110 | 125.7758
| S53329 | Return Pipe Burner/Heat Exchanger | 111 | 33.41
| S57880 | Pipe 3-Way Valve/Plate-Type Heat | 112 | 33.8212
| S57883 | Pipe Central Heating Plate-Type Heat | 114 | 31.5853
| S46812 | Buffer Vessel 8 Ltrs. | 115 | 221.2256
| S57051 | Pipe Ch-Return Air Collector | 116 | 112.8487
| S57057 | Pipe Sanitair In/Flowswitch | 117 | 110.4843
| S59174 | Flowswitch 9 Liter | 118 | 37.0594
| S59441 | Flow Limit Device 12 Liter (3 Pieces) | 118 | 34.1039
| S46981 | D.H.W. Pipe 3-Way Valve/Plate-Type | 120 | 22.7445
| S57887 | Tapwater Plate Heatexchanger E8T-16/18 | 121 | 293.3912
| S59157 | D.H.W.Pipe Out | 122 | 74.1188
| 57055 | Bracket For Vessel | 123 | 22.0506
| S59960 | Insulation For Vessel | 124 | 37.6248
| S47642 | Clambs For Insulation Parts (2 Pcs.) | 125 | 14.1864
| S54278 | Grommet 46Mm O/D X 22Mm I/D (5 Pcs.) | 126 | 20.2259
| 58195 | Frame + Topplate | 127 | 98.2
| 54748 | Connection Piece Chimney Round 125 | 128 | 40.2976
| S57049 | Clamp For Pipes Quinta 25-35 | 130 | 40.2976
| S51981 | Pipe Clamp | 130 | 38.8841
| 57049 | Clamp For Pipes Quinta 25-35 | 130 | 12.1304
| S57892 | Cable - Fan To Wiring Harness |  | 14.4691
| S52484 | CLEANING KNIFE L=360MM |  | 13.9808
| S100492 | Maintenance Kit (Different Gaskets And E |  | 122.9745
| S51170 | Cap Nut 1/2" |  | 25.7
| S35458 | Gasket For Inspection Glass (5 Pcs.) |  | 11.822
| S59959 | Condensate Cap |  | 30.7372
| S62729 | Valve Non Return (5 Pcs.) |  | 24.0038
| S63316 | AM3 BOARD |  | 163.709
| S54805 | Connector For Flat Cable |  | 13.6981
| S54806 | Flatcable L=810Mm |  | 30.7372
| S58576 | Cable Set Quinta 25-35 |  | 95.7325
Quinta 45/65
Quinta 45/65 | S55504 | Side Panel | 1 | 59.11
| S43266 | Sealing 12 X 4 Mm Rubber 1 Meter | 1 | 13.0556
| 7631937 | Flue Gas Pipe Ø 80 Mm. | 3 | 47.1595
| 7631936 | Flue Gas Pipe Ø 100 Mm. | 3 | 55.4349
| 58926 | Fixation Heat Exchanger | 4 | 6.9904
| S54751 | AANSL.PL.RGA.RO125 CONC W40H10 | 5 | 48.83
| 55576 | Frame + Top Plate Assembly | 7 | 179.386
| S62288 | Tulle For Flue Gas Pipe | 9 | 9.2006
| S46850 | Valve Non Return 1/4" | 10 | 32.7161
| S62728 | Vent Auto Air Bleed Device | 10 | 23.5926
| S57485 | Wall Bracket Boiler | 11 | 27.7817
| S54278 | Grommet 46Mm O/D X 22Mm I/D (5 Pcs.) | 12 | 20.2259
| S44698 | Sensor Temperature (Flow And Return) El | 13 | 26.2397
| S47174 | Distance Holder (10 Pcs.) | 15 | 15.5742
| S48950 | Screw M4 X 10 (50 Pcs.) | 16 | 13.2869
| S55924 | Cable Ignition C/W Cap | 17 | 52.9163
| S54339 | Electrode Ignition/Ionisation Mx (Incl. | 18 | 30.7372
| S53489 | Gasket For Electrode (10 Pcs.) | 19 | 14.0065
| S54822 | Mounting Frame (For Inspection Glass) | 20 | 10.3828
| S100284 | Set Plugs 14 Pieces For Heat Exchanger | 21 | 330.5791
| S101560 | Heat Exchanger 45kW | 21 | 2166.5357
| S101551 | Heat Exchanger 65kW | 21 | 2499.4792
| S45004 | Glass Inspection C/W Gasket 32X32X3Mm An | 22 | 28.5013
| S35458 | Gasket For Inspection Glass (5 Pcs.) | 23 | 11.822
| S53477 | Heat Exchanger Front Plate | 24 | 264.6072
| S54755 | Nut Flange M6 (20 Pcs.) | 25 | 12.079
| S54731 | Insulation Front Plate Heat Exchanger | 26 | 71.7287
| S54753 | Burner 45 Kw | 27 | 292.2604
| S54754 | Burner 65 Kw | 27 | 397.1164
| S101643 | Sealing Ring Ø 100 (5 Pcs.) | 28 | 45.3348
| S56987 | Bolt M6 (10 Pcs.) | 29 | 8.738
| 54745 | Pipe Fastener Right/Front | 32 | 2.8784
| S54798 | Hinge Pin (2 Pcs.) | 33 | 15.163
| S101725 | Fan 45kW | 34 | 455.3783
| S101726 | Fan 65-90kW | 34 | 487.529
| S56151 | Gasket (Fan To Venturi) | 35 | 10.5884
| S57241 | Gasket Front Plate | 36 | 20.6371
| S54777 | Gasket For Venturi 45-90kW (5 pcs) | 37 | 17.2704
| S54765 | Venturi 45kW | 38 | 57.1311
| S54766 | Venturi 65kW | 38 | 57.1311
| S48512 | Screw M5X10 (10 Pcs.) | 39 | 10.1772
| S59215 | Gasket For Venturi (5 Pcs.) | 40 | 16.8335
| S54771 | O-Ring 15,1X2,7 (5 Pcs.) | 41 | 9.9459
| S49424 | PIPE INSERT L=0130 | 42 | 100.23
| S101547 | Pump Grundfos UPS 25/70 (45 and 65 kW) | 42 | 223.0503
| S54757 | Sealant Return Central Heating | 43 | 26.2397
| S54760 | Sealant Condensate Connection | 44 | 25.957
| S51103 | Sealing Ring 44X32X4 (5 Pcs.) | 46 | 13.107
| S54767 | Gasbloc Vk8115V1168 | 48 | 259.827
| 117811 | Box Instrument Panel | 49 | 58.12
| S54809 | Cable Clip | 51 | 15.7284
| S54802 | Display Print Board | 52 | 127.0351
| S54794 | Retaining Clip Mcba Board (10 Pcs.) | 53 | 31.3026
| S59402 | Controller Mcba5461 | 54 | 635.4582
| S43563 | Fuse Glass 2 Amp Fast (10 Pcs.) | 54 | 27.0878
| S14510 | Fuse 4 Amp Slow Acting (10 Pcs.) | 54 | 35.3632
| S6778 | Fuse Glass 6,30 Amp Slow (10 Pcs.) | 54 | 30.6087
| S54783 | Casing Front | 56 | 161.139
| S57238 | Air Inlet Damper | 58 | 25.957
| S100855 | Sealing Ring Ø 80 (5 Pcs.) | 58 | 30.326
| S30678 | Screw Metal 4.2X25 (20 Pcs.) | 61 | 18.9409
| S54770 | Gassupply Pipe | 62 | 49.9608
| S56087 | BOX TEM MES OPEN VERS. | 63 | 77.614
| S56106 | Door Tem | 63 | 33.6927
| S58938 | Pressure Gauge With Grommet | 64 | 29.6064
| S54813 | Sight Cover For Display | 65 | 17.1162
| S63316 | AM3 BOARD | 66 | 163.709
| S54800 | Door R/H | 68 | 20.2259
| S56940 | Door R/H Cover | 69 | 23.3099
| S54811 | Magnet Ø 8Mm For Cover (10 Pcs.) | 70 | 24.415
| S100213 | Cover Grey Drop Down Door | 71 | 63.1706
| S54793 | Bottom Plate For Strain Relief | 72 | 52.6336
| S54756 | Flow Pipe Central Heating | 73 | 176.0193
| S49196 | Cable Clamp | 74 | 22.0506
| S54812 | Documentation Holder A5 | 76 | 19.789
| S62729 | Valve Non Return (5 Pcs.) | 77 | 24.0038
| S54769 | Syphon Reservoir Cup Only | 78 | 22.5903
| S54761 | Siphon Assembly Complete | 78 | 30.1718
| S59744 | Sealing Siphon (5 Pcs.) | 78 | 7.4016
| S55571 | Bottom Plate Instrument Panel Front | 79 | 38.036
| S57351 | Screws For Burner (3 Pcs.) | 82 | 5.4484
| S52484 | CLEANING KNIFE L=360MM |  | 13.9808
| S100493 | Maintenance Kit (Different Gaskets And E |  | 131.6611
| S58661 | Service Set Stud Bolt M6 X 16 (4 Pcs) He |  | 56.1545
| S59959 | Condensate Cap |  | 30.7372
| S57163 | Screw Cap Measure Point Flue Gas Pipe (2 |  | 12.336
| 54748 | Connection Piece Chimney Round 125 |  | 40.2976
| S54781 | Connection Piece Chimney Ø 150 Mm. Conce |  | 46.5941
| S54782 | Mounting Piece For Ignition Cable |  | 14.5976
| S58386 | Adapter Support |  | 31.3026
| 45165 | Euro Connector Black |  | 14.0065
| S48156 | Cable + Euroconnector (Cable=2500Mm) |  | 20.9198
| S54805 | Connector For Flat Cable |  | 13.6981
| S54806 | Flatcable L=810Mm |  | 30.7372
| S59001 | Cable Set 45 -85 Kw |  | 124.5165
Quinta 85
Quinta 85 | S56168 | Casing Side Left Or Right | 1 | 56.5657
| 7631936 | Flue Gas Pipe Ø 100 Mm. | 3 | 55.4349
| S57163 | Screw Cap Measure Point Flue Gas Pipe (2 | 4 | 12.336
| S54764 | AANSL.PL.RGA.RO150 CONC W40H14 | 5 | 48.059
| S54780 | Connection Piece Chimney | 6 | 59.8039
| 57592 | Frame C/W Top Plate Quinta 85 | 7 | 310.9186
| S49297 | Sensor Flue Gas Temperature Ntc 12Kohm 3 | 8 | 49.2669
| S62288 | Tulle For Flue Gas Pipe | 9 | 9.2006
| S46850 | Valve Non Return 1/4" | 10 | 32.7161
| S62728 | Vent Auto Air Bleed Device | 10 | 23.5926
| S57485 | Wall Bracket Boiler | 11 | 27.7817
| S54278 | Grommet 46Mm O/D X 22Mm I/D (5 Pcs.) | 12 | 20.2259
| S44698 | Sensor Temperature (Flow And Return) El | 13 | 26.2397
| S57010 | Spacer (10 Pcs.) | 15 | 18.5297
| S48950 | Screw M4 X 10 (50 Pcs.) | 16 | 13.2869
| S55924 | Cable Ignition C/W Cap | 17 | 52.9163
| S54339 | Electrode Ignition/Ionisation Mx (Incl. | 18 | 30.7372
| S53489 | Gasket For Electrode (10 Pcs.) | 19 | 14.0065
| S54822 | Mounting Frame (For Inspection Glass) | 20 | 10.3828
| S101550 | Heat Exchanger 85 90 115 kW | 21 | 3118.6693
| S45004 | Glass Inspection C/W Gasket 32X32X3Mm An | 22 | 28.5013
| S35458 | Gasket For Inspection Glass (5 Pcs.) | 23 | 11.822
| S53477 | Heat Exchanger Front Plate | 24 | 264.6072
| S54755 | Nut Flange M6 (20 Pcs.) | 25 | 12.079
| S54731 | Insulation Front Plate Heat Exchanger | 26 | 71.7287
| S57477 | Burner 90-115kW | 27 | 505.6218
| S101643 | Sealing Ring Ø 100 (5 Pcs.) | 28 | 45.3348
| S56987 | Bolt M6 (10 Pcs.) | 29 | 8.738
| S54798 | Hinge Pin (2 Pcs.) | 33 | 15.163
| S101726 | Fan 65-90kW | 34 | 487.529
| S56151 | Gasket (Fan To Venturi) | 35 | 10.5884
| S57241 | Gasket Front Plate | 36 | 20.6371
| S54777 | Gasket For Venturi 45-90kW (5 pcs) | 37 | 17.2704
| S57488 | Venturi 90kW | 38 | 67.7966
| S48512 | Screw M5X10 (10 Pcs.) | 39 | 10.1772
| S59215 | Gasket For Venturi (5 Pcs.) | 40 | 16.8335
| S57828 | O-Ring Gas Pipe Ø 26.8 X 22 X 2.5 (5 Pcs | 41 | 8.8922
| S57468 | Return Pipe | 42 | 147.8007
| S57827 | Flange For Gas Combi-Block | 43 | 22.3076
| S57470 | Sealing Plate (Siphon Black Foam) (5 Pcs | 44 | 22.3076
| S57475 | Support Bracket Air Inlet 85 Kw | 46 | 25.4173
| S21473 | Washer Spring Ring A4,3 (10 Pcs.) | 47 | 11.1024
| S57479 | Gas Combi-Bloc 85 kW Q85 | 48 | 223.0503
| S57487 | Box Instrument Panel | 49 | 59.11
| S58386 | Adapter Support | 50 | 31.3026
| S62187 | Grommet Ø21 Blind (6 Pcs.) | 51 | 17.5531
| S54802 | Display Print Board | 52 | 127.0351
| S54794 | Retaining Clip Mcba Board (10 Pcs.) | 53 | 31.3026
| S59402 | Controller Mcba5461 | 54 | 635.4582
| S14510 | Fuse 4 Amp Slow Acting (10 Pcs.) | 54 | 35.3632
| S43563 | Fuse Glass 2 Amp Fast (10 Pcs.) | 54 | 27.0878
| S6778 | Fuse Glass 6,30 Amp Slow (10 Pcs.) | 54 | 30.6087
| S54783 | Casing Front | 56 | 161.139
| S43266 | Sealing 12 X 4 Mm Rubber 1 Meter | 56 | 13.0556
| S57460 | Air Inlet Tube C/W Damper | 58 | 47.4422
| 59443 | Cover For Weather Compensator | 59 | 2.0303
| 54797 | Frontplate L/H Panel Door | 60 | 14.1864
| S30678 | Screw Metal 4.2X25 (20 Pcs.) | 61 | 18.9409
| S57466 | Gas Supply Pipe 3/4" | 62 | 77.2028
| S56087 | BOX TEM MES OPEN VERS. | 63 | 77.614
| S56106 | Door Tem | 63 | 33.6927
| S58938 | Pressure Gauge With Grommet | 64 | 29.6064
| S54813 | Sight Cover For Display | 65 | 17.1162
| S63316 | AM3 BOARD | 66 | 163.709
| S55443 | PRINT AM4 0-10V | 67 | 153.9687
| S54800 | Door R/H | 68 | 20.2259
| S56940 | Door R/H Cover | 69 | 23.3099
| S54811 | Magnet Ø 8Mm For Cover (10 Pcs.) | 70 | 24.415
| S100213 | Cover Grey Drop Down Door | 71 | 63.1706
| S58565 | Bottom Plate Instrument Panel Rear | 72 | 47.5964
| S57467 | Flow Pipe Assembly | 73 | 220.249
| S49196 | Cable Clamp | 74 | 22.0506
| S54812 | Documentation Holder A5 | 76 | 19.789
| S57926 | Siphon | 77 | 91.5177
| S55571 | Bottom Plate Instrument Panel Front | 79 | 38.036
| S51103 | Sealing Ring 44X32X4 (5 Pcs.) | 80 | 13.107
| S57351 | Screws For Burner (3 Pcs.) | 82 | 5.4484
| S56155 | Gasket 23.8Mm O/D X 17.2Mm I/D X 2Mm (20 | 83 | 14.4691
| S58661 | Service Set Stud Bolt M6 X 16 (4 Pcs) He | 91 | 56.1545
| 7608382 | Pump UPML 25-95 130mm Auto |  | 648.9507
| S100493 | Maintenance Kit (Different Gaskets And E |  | 131.6611
| S58286 | CLEANING KNIFE |  | 19.9175
| S59959 | Condensate Cap |  | 30.7372
| S48156 | Cable + Euroconnector (Cable=2500Mm) |  | 20.9198
| S59001 | Cable Set 45 -85 Kw |  | 124.5165
| S59674 | Restriction Ring Propane |  | 28.2186
Quinta 115 1
Quinta 115 1 | S54783 | Casing Front | 1001 | 161.139
| S56168 | Casing Side Left Or Right | 1002 | 56.5657
| S100213 | Cover Grey Drop Down Door | 1003 | 63.1706
| S57485 | Wall Bracket Boiler | 1004 | 27.7817
| S55571 | Bottom Plate Instrument Panel Front | 1005 | 38.036
| S54813 | Sight Cover For Display | 1006 | 17.1162
| S54811 | Magnet Ø 8Mm For Cover (10 Pcs.) | 1007 | 24.415
| S54812 | Documentation Holder A5 | 1008 | 19.789
| S57010 | Spacer (10 Pcs.) | 1009 | 18.5297
| S100047 | Nuts And Bolts For Assembly |  | 16.4223
| S100053 | Screw M4X16 (20 Pcs.) |  | 14.1864
| S100060 | SERVICE CASE Q115 |  | 4090.669
| S14254 | Sheet-Metal Screw 4,2X9,5 (20 Pcs.) |  | 11.051
| 7667989 | Maintenance Kit 115 kW (Different Gasket |  | 122.8203
| S62709 | Sealing for front casing (20 m.) |  | 43.6643
Quinta 115 2 | S101550 | Heat Exchanger 85 90 115 kW | 2001 | 3118.6693
| S53477 | Heat Exchanger Front Plate | 2002 | 264.6072
| S57477 | Burner 90-115kW | 2003 | 505.6218
| S54339 | Electrode Ignition/Ionisation Mx (Incl. | 2004 | 30.7372
| S45004 | Glass Inspection C/W Gasket 32X32X3Mm An | 2005 | 28.5013
| S54731 | Insulation Front Plate Heat Exchanger | 2006 | 71.7287
| S54781 | Connection Piece Chimney Ø 150 Mm. Conce | 2007 | 46.5941
| S57163 | Screw Cap Measure Point Flue Gas Pipe (2 | 2009 | 12.336
| S62729 | Valve Non Return (5 Pcs.) | 2010 | 24.0038
| S62728 | Vent Auto Air Bleed Device | 2010 | 23.5926
| S100041 | Siphon Assembly | 2011 | 93.7793
| S44698 | Sensor Temperature (Flow And Return) El | 2012 | 26.2397
| S57241 | Gasket Front Plate | 2013 | 20.6371
| 7631936 | Flue Gas Pipe Ø 100 Mm. | 2014 | 55.4349
| S62288 | Tulle For Flue Gas Pipe | 2015 | 9.2006
| S54278 | Grommet 46Mm O/D X 22Mm I/D (5 Pcs.) | 2016 | 20.2259
| S48950 | Screw M4 X 10 (50 Pcs.) | 2017 | 13.2869
| S55924 | Cable Ignition C/W Cap | 2018 | 52.9163
| S53489 | Gasket For Electrode (10 Pcs.) | 2019 | 14.0065
| S54822 | Mounting Frame (For Inspection Glass) | 2020 | 10.3828
| S35458 | Gasket For Inspection Glass (5 Pcs.) | 2021 | 11.822
| S54755 | Nut Flange M6 (20 Pcs.) | 2022 | 12.079
| S101643 | Sealing Ring Ø 100 (5 Pcs.) | 2023 | 45.3348
| S56987 | Bolt M6 (10 Pcs.) | 2024 | 8.738
| S100043 | Flow Pipe Assembly | 2026 | 225.5689
| S57470 | Sealing Plate (Siphon Black Foam) (5 Pcs | 2027 | 22.3076
| S100052 | Screw M4X10 (20 Pcs.) | 2028 | 17.5531
| S51103 | Sealing Ring 44X32X4 (5 Pcs.) | 2029 | 13.107
| S21473 | Washer Spring Ring A4,3 (10 Pcs.) | 2030 | 11.1024
| S55409 | Grommet (For Electrode Cap) (5 Pcs.) | 2034 | 12.079
| 115577 | SET TAP FILL UP 100 kW |  | 0
| 7608382 | Pump UPML 25-95 130mm Auto |  | 648.9507
| S100051 | Stud St.Vz M/B 05X15 (20 Pcs.) |  | 30.326
| S100060 | SERVICE CASE Q115 |  | 4090.669
| 7667989 | Maintenance Kit 115 kW (Different Gasket |  | 122.8203
| S58286 | CLEANING KNIFE |  | 19.9175
| S58661 | Service Set Stud Bolt M6 X 16 (4 Pcs) He |  | 56.1545
| S46850 | Valve Non Return 1/4" |  | 32.7161
Quinta 115 3 | S100036 | Fan 115kW | 3001 | 733.735
| S100037 | Venturi 115 Kw | 3002 | 179.9514
| S100065 | Gasbloc Vr8615Vb1002 | 3003 | 366.9446
| S100045 | Air Inlet Damper | 3004 | 38.8841
| S100044 | Gas Supply Pipe | 3005 | 101.6178
| S56151 | Gasket (Fan To Venturi) | 3006 | 10.5884
| S100058 | O-Ring 70X3 mm (5 Pcs.) | 3007 | 23.0272
| S100046 | Gasket Ø 60 Mm (5 Pcs.) | 3008 | 24.8519
| S100363 | Gasket 33X2 (10 Pcs.) | 3009 | 8.2754
| S100056 | Gasket 27Mm O/D X 20Mm I/D X 2,5Mm (5 Pc | 3010 | 40.4261
| S100059 | O-Ring 23,47X2,62 ( 5 Pcs.) | 3011 | 25.8285
| S100082 | Restriction Ring Hgas | 3012 | 67.6681
| S100038 | Restriction Ring Lgas | 3012 | 67.7966
| S100468 | Screw M5X12 (10 Pcs.) | 3013 | 10.6141
| S100054 | Screw Din912 M6X16 (20 Pcs.) | 3014 | 11.1024
| S100055 | Nut M5 (20 Pcs.) | 3015 | 9.5347
| S54755 | Nut Flange M6 (20 Pcs.) | 3016 | 12.079
| S100364 | Flange For Gas Combi-Block | 3017 | 119.1709
| S100060 | SERVICE CASE Q115 |  | 4090.669
| 7667989 | Maintenance Kit 115 kW (Different Gasket |  | 122.8203
Quinta 115 4 | S100040 | Controller Mcba5461 Dv42 | 4001 | 594.7494
| S14510 | Fuse 4 Amp Slow Acting (10 Pcs.) | 4001 | 35.3632
| S43563 | Fuse Glass 2 Amp Fast (10 Pcs.) | 4001 | 27.0878
| S54802 | Display Print Board | 4002 | 127.0351
| S57487 | Box Instrument Panel | 4003 | 59.11
| S58386 | Adapter Support | 4004 | 31.3026
| S56087 | BOX TEM MES OPEN VERS. | 4005 | 77.614
| S54798 | Hinge Pin (2 Pcs.) | 4006 | 15.163
| S56940 | Door R/H Cover | 4007 | 23.3099
| S58565 | Bottom Plate Instrument Panel Rear | 4008 | 47.5964
| S49196 | Cable Clamp | 4009 | 22.0506
| S62187 | Grommet Ø21 Blind (6 Pcs.) | 4010 | 17.5531
| S54794 | Retaining Clip Mcba Board (10 Pcs.) | 4011 | 31.3026
| S100049 | Sheet Metal Screw 4,2X19 (20 Pcs.) | 4012 | 16.0111
| S58938 | Pressure Gauge With Grommet | 4013 | 29.6064
| S54800 | Door R/H | 4014 | 20.2259
| S100039 | Cable Set | 4015 | 162.9637
| S63316 | AM3 BOARD | 4017 | 163.709
| S55473 | INTERFACE TEM4 | 4018 | 294.008
| S100393 | Cover For Weather Compensator | 4019 | 23.8753
| S100048 | Nut M4 (20 Pcs.) |  | 30.8914
| S100050 | Retaining Ring 6Mm (20 Pcs.) |  | 15.4457
| S100060 | SERVICE CASE Q115 |  | 4090.669
| S14342 | Screw M5X12 (15 Pcs.) |  | 13.6981
| 7667989 | Maintenance Kit 115 kW (Different Gasket |  | 122.8203
| S6778 | Fuse Glass 6,30 Amp Slow (10 Pcs.) |  | 30.6087
| S48156 | Cable + Euroconnector (Cable=2500Mm) |  | 20.9198
| S54805 | Connector For Flat Cable |  | 13.6981
| S54806 | Flatcable L=810Mm |  | 30.7372
| S54809 | Cable Clip |  | 15.7284

## QuintaPro
Quinta Pro 45 Gen Exp 1
Producto | Referencia | Descripcion | Posicion | PVP
Quinta Pro 45 Gen Exp 1 | S101575 | Casing Front Panel | 1001 | 149.2142
| S101574 | Cover Drop Down "R" | 1002 | 69.3386
| S101517 | Wall Bracket | 1003 | 13.5439
| S101403 | Stud Quarter Retainer | 1005 | 13.8523
| S101557 | Boiler Light |  | 64.5841
Quinta Pro 45 Gen Exp 2 | S101560 | Heat Exchanger 45kW | 2001 | 2166.5357
| S101564 | Inspection Hatch Heat Exchanger | 2002 | 175.8908
| S54753 | Burner 45 Kw | 2003 | 292.2604
| S101566 | Electrode Ignition/Ionisation | 2004 | 32.2792
| S53489 | Gasket For Electrode (10 Pcs.) | 2005 | 14.0065
| S59118 | Glass Inspection Set | 2006 | 12.336
| S54731 | Insulation Front Plate Heat Exchanger | 2007 | 71.7287
| S57241 | Gasket Front Plate | 2008 | 20.6371
| S54755 | Nut Flange M6 (20 Pcs.) | 2009 | 12.079
| S100052 | Screw M4X10 (20 Pcs.) | 2010 | 17.5531
| S101619 | Transformer Ignition Incl. Electrode Ign | 2011 | 46.0544
| S101509 | Screw 7985 M4X8 (5 Pcs.) | 2012 | 11.2566
| S101005 | Sensor Temperature Hl | 2013 | 18.5297
| S101003 | Sensor Temperaturentc (2 Pcs.) | 2014 | 14.0065
| S48950 | Screw M4 X 10 (50 Pcs.) | 2015 | 13.2869
| 7631937 | Flue Gas Pipe Ø 80 Mm. | 2016 | 47.1595
| S100855 | Sealing Ring Ø 80 (5 Pcs.) | 2017 | 30.326
| S103189 | Flue Gas Discharge Adapter 80/125 | 2019 | 21.2025
| S62233 | Plug For Air Inlet Measure Point (5 Pcs) | 2020 | 17.2704
| S62232 | Screw Cap Flue Gas Measure Point (5 Pcs. | 2021 | 18.8124
| S100855 | Sealing Ring Ø 80 (5 Pcs.) | 2022 | 30.326
| S101567 | Flue Connection Ø 80 mm | 2023 | 29.6064
| S100901 | Fixing Strip Heat Exchanger | 2024 | 13.4154
| S62288 | Tulle For Flue Gas Pipe | 2025 | 9.2006
| S101568 | Flow Pipe Central Heating | 2026 | 198.7638
| S101632 | Sensor Water Pressure | 2027 | 35.8001
| S101608 | Vent Auto Air Bleed Device | 2028 | 17.8358
| S100737 | Sealing Ring 44X32X4 (5 Pcs.) | 2029 | 10.7169
| S101576 | Wire clamp 28-35 (5 pcs.) | 2030 | 8.1212
| S101644 | Clip 10,2 (5 Pcs.) | 2031 | 8.738
| 7605371 | Hairpin Spring 9.4 mm (5x) | 2031 | 10.4599
| S100895 | Hose connection M7X1 | 2032 | 7.5815
| S101570 | Hose silicone 8x2x740 mm | 2033 | 14.8803
| S101558 | Syphon Assembly (Upper) | 2037 | 13.1841
| S14254 | Sheet-Metal Screw 4,2X9,5 (20 Pcs.) | 2038 | 11.051
| S101580 | Sealing Ring Ø 60 mm | 2039 | 7.8385
| S101559 | Siphon Cup | 2040 | 20.3544
| S101606 | Hose Of Syphon | 2041 | 11.9248
| S101581 | Sealing Ring Syphon | 2042 | 10.0487
| S101298 | Cap Blind Scu | 2044 | 20.2259
| S62727 | Grommet 20 Mm. (15 Pcs) | 2045 | 23.3099
| S101607 | Grommet ø25xø35x2 Mm. (5 Pcs) | 2046 | 16.0111
| S101605 | Sealant Return Central Heating | 2047 | 23.3099
| S101673 | Service set A |  | 38.8841
| S101674 | Service set B |  | 80.5695
| S101675 | Service set C |  | 99.3819
Quinta Pro 45 Gen Exp 3 | S101725 | Fan 45kW | 3001 | 455.3783
| S54765 | Venturi 45kW | 3002 | 57.1311
| S101543 | Air Inlet Damper 45-65kW | 3003 | 16.4223
| S101590 | Clamp Air Inlet Silencer | 3004 | 7.3245
| S101569 | Gassupply Pipe | 3005 | 53.199
| S101596 | Gas Combi-Block 45-65kW | 3006 | 206.2168
| S101565 | Seal 83mm With Valve (45-115 kW) | 3007 | 9.6889
| S54777 | Gasket For Venturi 45-90kW (5 pcs) | 3008 | 17.2704
| S48512 | Screw M5X10 (10 Pcs.) | 3009 | 10.1772
| S101591 | Gasket Set 45-65kW | 3010 | 18.6582
| S56155 | Gasket 23.8Mm O/D X 17.2Mm I/D X 2Mm (20 | 3011 | 14.4691
| S101519 | Wire clamp (5 pcs.) | 3012 | 8.1469
| S54755 | Nut Flange M6 (20 Pcs.) | 3013 | 12.079
| S100055 | Nut M5 (20 Pcs.) | 3014 | 9.5347
Quinta Pro 45 Gen Exp 4
Quinta Pro 45 Gen Exp 4 | S101518 | Pcb Pcu-04 | 4001 | 266.1492
| S103300 | PCB Su-01 | 4002 | 67.1027
| S100859 | Display Print | 4003 | 157.4896
| S43561 | Fuse Glass 2 Amp Slow (10 Pcs.) | 4004 | 36.9309
| S6778 | Fuse Glass 6,30 Amp Slow (10 Pcs.) | 4004 | 30.6087
| S101619 | Transformer Ignition Incl. Electrode Ign | 4005 | 46.0544
| S101632 | Sensor Water Pressure | 4006 | 35.8001
| S101003 | Sensor Temperaturentc (2 Pcs.) | 4007 | 14.0065
| S101005 | Sensor Temperature Hl | 4008 | 18.5297
| S101554 | Cable For Pump PCU | 4009 | 7.8385
| S101561 | Cable 24V. | 4010 | 37.4706
| S101589 | Cable Set 230V (45 -90 kW) | 4011 | 25.5458
| S100845 | Cable power supply (L = 1500 Mm.) | 4012 | 34.952
| S101588 | Cable For Pump | 4013 | 13.2869
| S101553 | Cable for Fan | 4014 | 15.7284
| S100857 | Controle Panel With Display Printboard | 4015 | 192.5958
| S100852 | Protection Cover | 4016 | 23.0272
| S101514 | Clamp ( 2 Pcs.) | 4017 | 11.4108
| S100861 | Gasket Oval (5 Pcs.) | 4018 | 16.5765
| S59372 | Cable Clamp | 4019 | 11.3594
| S101407 | INTERFACE SCU-X01 | 4020 | 203.287
| S101555 | Cable power for SCU | 4021 | 21.2025
| S101556 | Cable Interface | 4022 | 21.331
| S101513 | Scu Box | 4023 | 47.031
| S100862 | Tulle Scu (5 Pcs.) | 4024 | 19.5063
| S101468 | INTERFACE SCU-X02 | 4025 | 226.417
| S101635 | INTERFACE SCU-X03 | 4026 | 264.196
| S101681 | Cable SCU 230V | 4027 | 10.6912
| S101680 | Cable SCU | 4028 | 9.4576
| S59659 | Tule For Flue Gas Sensor (5 Pcs.) | 4030 | 11.7449
| S100841 | Cable 230V. Switch |  | 40.2976
| S62185 | Screw Kb30X8 (10 Pcs.) |  | 8.5324
| S100229 | Switch On/Off |  | 15.8569
Quinta pro 45 Gen Exp 4 (Cascade)
Quinta pro 45 Gen Exp 4 (Cascade) | S101518 | Pcb Pcu-04 | 4001 | 266.1492
| S103300 | PCB Su-01 | 4002 | 67.1027
| S100859 | Display Print | 4003 | 157.4896
| S43561 | Fuse Glass 2 Amp Slow (10 Pcs.) | 4004 | 36.9309
| S6778 | Fuse Glass 6,30 Amp Slow (10 Pcs.) | 4004 | 30.6087
| S101619 | Transformer Ignition Incl. Electrode Ign | 4005 | 46.0544
| S101632 | Sensor Water Pressure | 4006 | 35.8001
| S101003 | Sensor Temperaturentc (2 Pcs.) | 4007 | 14.0065
| S101005 | Sensor Temperature Hl | 4008 | 18.5297
| S101554 | Cable For Pump PCU | 4009 | 7.8385
| S101561 | Cable 24V. | 4010 | 37.4706
| S101589 | Cable Set 230V (45 -90 kW) | 4011 | 25.5458
| S100845 | Cable power supply (L = 1500 Mm.) | 4012 | 34.952
| S101588 | Cable For Pump | 4013 | 13.2869
| S101553 | Cable for Fan | 4014 | 15.7284
| S100857 | Controle Panel With Display Printboard | 4015 | 192.5958
| S100852 | Protection Cover | 4016 | 23.0272
| S101514 | Clamp ( 2 Pcs.) | 4017 | 11.4108
| S100861 | Gasket Oval (5 Pcs.) | 4018 | 16.5765
| S59372 | Cable Clamp | 4019 | 11.3594
| S62185 | Screw Kb30X8 (10 Pcs.) |  | 8.5324
| S100229 | Switch On/Off |  | 15.8569
Quinta Pro 65 Gen Exp 1
Quinta Pro 65 Gen Exp 1 | S101575 | Casing Front Panel | 1001 | 149.2142
| S101574 | Cover Drop Down "R" | 1002 | 69.3386
| S101517 | Wall Bracket | 1003 | 13.5439
| S101403 | Stud Quarter Retainer | 1005 | 13.8523
| S101557 | Boiler Light |  | 64.5841
Quinta Pro 65 Gen Exp 2 | S101551 | Heat Exchanger 65kW | 2001 | 2499.4792
| S101564 | Inspection Hatch Heat Exchanger | 2002 | 175.8908
| S54754 | Burner 65 Kw | 2003 | 397.1164
| S101566 | Electrode Ignition/Ionisation | 2004 | 32.2792
| S53489 | Gasket For Electrode (10 Pcs.) | 2005 | 14.0065
| S59118 | Glass Inspection Set | 2006 | 12.336
| S54731 | Insulation Front Plate Heat Exchanger | 2007 | 71.7287
| S57241 | Gasket Front Plate | 2008 | 20.6371
| S54755 | Nut Flange M6 (20 Pcs.) | 2009 | 12.079
| S100052 | Screw M4X10 (20 Pcs.) | 2010 | 17.5531
| S101619 | Transformer Ignition Incl. Electrode Ign | 2011 | 46.0544
| S101509 | Screw 7985 M4X8 (5 Pcs.) | 2012 | 11.2566
| S101005 | Sensor Temperature Hl | 2013 | 18.5297
| S101003 | Sensor Temperaturentc (2 Pcs.) | 2014 | 14.0065
| S48950 | Screw M4 X 10 (50 Pcs.) | 2015 | 13.2869
| 7631936 | Flue Gas Pipe Ø 100 Mm. | 2016 | 55.4349
| S101643 | Sealing Ring Ø 100 (5 Pcs.) | 2017 | 45.3348
| S101563 | Flue Gas Pipe / Air Inlet Connection Pip | 2019 | 28.784
| S62233 | Plug For Air Inlet Measure Point (5 Pcs) | 2020 | 17.2704
| S62232 | Screw Cap Flue Gas Measure Point (5 Pcs. | 2021 | 18.8124
| S101643 | Sealing Ring Ø 100 (5 Pcs.) | 2022 | 45.3348
| S100901 | Fixing Strip Heat Exchanger | 2024 | 13.4154
| S62288 | Tulle For Flue Gas Pipe | 2025 | 9.2006
| S101568 | Flow Pipe Central Heating | 2026 | 198.7638
| S101632 | Sensor Water Pressure | 2027 | 35.8001
| S101608 | Vent Auto Air Bleed Device | 2028 | 17.8358
| S100737 | Sealing Ring 44X32X4 (5 Pcs.) | 2029 | 10.7169
| S101576 | Wire clamp 28-35 (5 pcs.) | 2030 | 8.1212
| S101644 | Clip 10,2 (5 Pcs.) | 2031 | 8.738
| 7605371 | Hairpin Spring 9.4 mm (5x) | 2031 | 10.4599
| S100895 | Hose connection M7X1 | 2032 | 7.5815
| S101570 | Hose silicone 8x2x740 mm | 2033 | 14.8803
| S101558 | Syphon Assembly (Upper) | 2037 | 13.1841
| S14254 | Sheet-Metal Screw 4,2X9,5 (20 Pcs.) | 2038 | 11.051
| S101580 | Sealing Ring Ø 60 mm | 2039 | 7.8385
| S101559 | Siphon Cup | 2040 | 20.3544
| S101606 | Hose Of Syphon | 2041 | 11.9248
| S101581 | Sealing Ring Syphon | 2042 | 10.0487
| S101298 | Cap Blind Scu | 2044 | 20.2259
| S62727 | Grommet 20 Mm. (15 Pcs) | 2045 | 23.3099
| S101607 | Grommet ø25xø35x2 Mm. (5 Pcs) | 2046 | 16.0111
| S101605 | Sealant Return Central Heating | 2047 | 23.3099
| S101673 | Service set A |  | 38.8841
| S101674 | Service set B |  | 80.5695
| S101675 | Service set C |  | 99.3819
Quinta Pro 65 Gen Exp 3 | S101726 | Fan 65-90kW | 3001 | 487.529
| S54766 | Venturi 65kW | 3002 | 57.1311
| S101543 | Air Inlet Damper 45-65kW | 3003 | 16.4223
| S101590 | Clamp Air Inlet Silencer | 3004 | 7.3245
| S101569 | Gassupply Pipe | 3005 | 53.199
| S101596 | Gas Combi-Block 45-65kW | 3006 | 206.2168
| S101565 | Seal 83mm With Valve (45-115 kW) | 3007 | 9.6889
| S54777 | Gasket For Venturi 45-90kW (5 pcs) | 3008 | 17.2704
| S48512 | Screw M5X10 (10 Pcs.) | 3009 | 10.1772
| S101591 | Gasket Set 45-65kW | 3010 | 18.6582
| S56155 | Gasket 23.8Mm O/D X 17.2Mm I/D X 2Mm (20 | 3011 | 14.4691
| S101519 | Wire clamp (5 pcs.) | 3012 | 8.1469
| S54755 | Nut Flange M6 (20 Pcs.) | 3013 | 12.079
| S100055 | Nut M5 (20 Pcs.) | 3014 | 9.5347
Quinta Pro 65 Gen Exp 4
Quinta Pro 65 Gen Exp 4 | S101518 | Pcb Pcu-04 | 4001 | 266.1492
| S103300 | PCB Su-01 | 4002 | 67.1027
| S100859 | Display Print | 4003 | 157.4896
| S43561 | Fuse Glass 2 Amp Slow (10 Pcs.) | 4004 | 36.9309
| S6778 | Fuse Glass 6,30 Amp Slow (10 Pcs.) | 4004 | 30.6087
| S101619 | Transformer Ignition Incl. Electrode Ign | 4005 | 46.0544
| S101632 | Sensor Water Pressure | 4006 | 35.8001
| S101003 | Sensor Temperaturentc (2 Pcs.) | 4007 | 14.0065
| S101005 | Sensor Temperature Hl | 4008 | 18.5297
| S101554 | Cable For Pump PCU | 4009 | 7.8385
| S101561 | Cable 24V. | 4010 | 37.4706
| S101589 | Cable Set 230V (45 -90 kW) | 4011 | 25.5458
| S100845 | Cable power supply (L = 1500 Mm.) | 4012 | 34.952
| S101588 | Cable For Pump | 4013 | 13.2869
| S101553 | Cable for Fan | 4014 | 15.7284
| S100857 | Controle Panel With Display Printboard | 4015 | 192.5958
| S100852 | Protection Cover | 4016 | 23.0272
| S101514 | Clamp ( 2 Pcs.) | 4017 | 11.4108
| S100861 | Gasket Oval (5 Pcs.) | 4018 | 16.5765
| S59372 | Cable Clamp | 4019 | 11.3594
| S101407 | INTERFACE SCU-X01 | 4020 | 203.287
| S101555 | Cable power for SCU | 4021 | 21.2025
| S101556 | Cable Interface | 4022 | 21.331
| S101513 | Scu Box | 4023 | 47.031
| S100862 | Tulle Scu (5 Pcs.) | 4024 | 19.5063
| S101468 | INTERFACE SCU-X02 | 4025 | 226.417
| S101635 | INTERFACE SCU-X03 | 4026 | 264.196
| S101681 | Cable SCU 230V | 4027 | 10.6912
| S101680 | Cable SCU | 4028 | 9.4576
| S59659 | Tule For Flue Gas Sensor (5 Pcs.) | 4030 | 11.7449
| S62185 | Screw Kb30X8 (10 Pcs.) |  | 8.5324
| S100229 | Switch On/Off |  | 15.8569
Quinta pro 65 Gen Exp 4 (Cascade)
Quinta pro 65 Gen Exp 4 (Cascade) | S101518 | Pcb Pcu-04 | 4001 | 266.1492
| S103300 | PCB Su-01 | 4002 | 67.1027
| S100859 | Display Print | 4003 | 157.4896
| S43561 | Fuse Glass 2 Amp Slow (10 Pcs.) | 4004 | 36.9309
| S6778 | Fuse Glass 6,30 Amp Slow (10 Pcs.) | 4004 | 30.6087
| S101619 | Transformer Ignition Incl. Electrode Ign | 4005 | 46.0544
| S101632 | Sensor Water Pressure | 4006 | 35.8001
| S101003 | Sensor Temperaturentc (2 Pcs.) | 4007 | 14.0065
| S101005 | Sensor Temperature Hl | 4008 | 18.5297
| S101554 | Cable For Pump PCU | 4009 | 7.8385
| S101561 | Cable 24V. | 4010 | 37.4706
| S101589 | Cable Set 230V (45 -90 kW) | 4011 | 25.5458
| S100845 | Cable power supply (L = 1500 Mm.) | 4012 | 34.952
| S101588 | Cable For Pump | 4013 | 13.2869
| S101553 | Cable for Fan | 4014 | 15.7284
| S100857 | Controle Panel With Display Printboard | 4015 | 192.5958
| S100852 | Protection Cover | 4016 | 23.0272
| S101514 | Clamp ( 2 Pcs.) | 4017 | 11.4108
| S100861 | Gasket Oval (5 Pcs.) | 4018 | 16.5765
| S59372 | Cable Clamp | 4019 | 11.3594
| S62185 | Screw Kb30X8 (10 Pcs.) |  | 8.5324
| S100229 | Switch On/Off |  | 15.8569
Quinta Pro 90 Gen Exp 1
Quinta Pro 90 Gen Exp 1 | S101575 | Casing Front Panel | 1001 | 149.2142
| S101574 | Cover Drop Down "R" | 1002 | 69.3386
| S101517 | Wall Bracket | 1003 | 13.5439
| S101403 | Stud Quarter Retainer | 1005 | 13.8523
| S101557 | Boiler Light |  | 64.5841
Quinta Pro 90 Gen Exp 2 | S101550 | Heat Exchanger 85 90 115 kW | 2001 | 3118.6693
| S101564 | Inspection Hatch Heat Exchanger | 2002 | 175.8908
| S57477 | Burner 90-115kW | 2003 | 505.6218
| S101566 | Electrode Ignition/Ionisation | 2004 | 32.2792
| S53489 | Gasket For Electrode (10 Pcs.) | 2005 | 14.0065
| S59118 | Glass Inspection Set | 2006 | 12.336
| S54731 | Insulation Front Plate Heat Exchanger | 2007 | 71.7287
| S57241 | Gasket Front Plate | 2008 | 20.6371
| S54755 | Nut Flange M6 (20 Pcs.) | 2009 | 12.079
| S100052 | Screw M4X10 (20 Pcs.) | 2010 | 17.5531
| S101619 | Transformer Ignition Incl. Electrode Ign | 2011 | 46.0544
| S101509 | Screw 7985 M4X8 (5 Pcs.) | 2012 | 11.2566
| S101005 | Sensor Temperature Hl | 2013 | 18.5297
| S101003 | Sensor Temperaturentc (2 Pcs.) | 2014 | 14.0065
| S48950 | Screw M4 X 10 (50 Pcs.) | 2015 | 13.2869
| 7631936 | Flue Gas Pipe Ø 100 Mm. | 2016 | 55.4349
| S101643 | Sealing Ring Ø 100 (5 Pcs.) | 2017 | 45.3348
| S101563 | Flue Gas Pipe / Air Inlet Connection Pip | 2019 | 28.784
| S62233 | Plug For Air Inlet Measure Point (5 Pcs) | 2020 | 17.2704
| S62232 | Screw Cap Flue Gas Measure Point (5 Pcs. | 2021 | 18.8124
| S101643 | Sealing Ring Ø 100 (5 Pcs.) | 2022 | 45.3348
| S100901 | Fixing Strip Heat Exchanger | 2024 | 13.4154
| S62288 | Tulle For Flue Gas Pipe | 2025 | 9.2006
| S101572 | Flow Pipe Assembly | 2026 | 202.5674
| S101632 | Sensor Water Pressure | 2027 | 35.8001
| S101608 | Vent Auto Air Bleed Device | 2028 | 17.8358
| S100737 | Sealing Ring 44X32X4 (5 Pcs.) | 2029 | 10.7169
| S101576 | Wire clamp 28-35 (5 pcs.) | 2030 | 8.1212
| S101644 | Clip 10,2 (5 Pcs.) | 2031 | 8.738
| 7605371 | Hairpin Spring 9.4 mm (5x) | 2031 | 10.4599
| S100895 | Hose connection M7X1 | 2032 | 7.5815
| S101570 | Hose silicone 8x2x740 mm | 2033 | 14.8803
| S101558 | Syphon Assembly (Upper) | 2037 | 13.1841
| S14254 | Sheet-Metal Screw 4,2X9,5 (20 Pcs.) | 2038 | 11.051
| S101580 | Sealing Ring Ø 60 mm | 2039 | 7.8385
| S101559 | Siphon Cup | 2040 | 20.3544
| S101606 | Hose Of Syphon | 2041 | 11.9248
| S101581 | Sealing Ring Syphon | 2042 | 10.0487
| S101298 | Cap Blind Scu | 2044 | 20.2259
| S62727 | Grommet 20 Mm. (15 Pcs) | 2045 | 23.3099
| S101607 | Grommet ø25xø35x2 Mm. (5 Pcs) | 2046 | 16.0111
| S101605 | Sealant Return Central Heating | 2047 | 23.3099
| S101673 | Service set A |  | 38.8841
| S101674 | Service set B |  | 80.5695
| S101675 | Service set C |  | 99.3819
Quinta Pro 90 Gen Exp 3 | S101726 | Fan 65-90kW | 3001 | 487.529
| S57488 | Venturi 90kW | 3002 | 67.7966
| S101520 | Air Inlet Damper 90kW | 3003 | 15.8569
| S101573 | Gas Supply Pipe 3/4" | 3005 | 63.2991
| S101597 | Gas Combi-Block 90kW | 3006 | 227.2651
| 7606393 | Gas Combi-Block 90kW VK 230Volt Propane | 3006 | 134.154
| S101565 | Seal 83mm With Valve (45-115 kW) | 3007 | 9.6889
| S54777 | Gasket For Venturi 45-90kW (5 pcs) | 3008 | 17.2704
| S48512 | Screw M5X10 (10 Pcs.) | 3009 | 10.1772
| S101592 | Gasket Set 90 kW | 3010 | 28.6298
| S56155 | Gasket 23.8Mm O/D X 17.2Mm I/D X 2Mm (20 | 3011 | 14.4691
| S101519 | Wire clamp (5 pcs.) | 3012 | 8.1469
| S54755 | Nut Flange M6 (20 Pcs.) | 3013 | 12.079
| S100055 | Nut M5 (20 Pcs.) | 3014 | 9.5347
| S57827 | Flange For Gas Combi-Block | 3015 | 22.3076
| S57828 | O-Ring Gas Pipe Ø 26.8 X 22 X 2.5 (5 Pcs | 3016 | 8.8922
| S59076 | SET RING RESTRICTION Q85 |  | 34.952
Quinta Pro 90 Gen Exp 4
Quinta Pro 90 Gen Exp 4 | S101518 | Pcb Pcu-04 | 4001 | 266.1492
| S103300 | PCB Su-01 | 4002 | 67.1027
| S100859 | Display Print | 4003 | 157.4896
| S43561 | Fuse Glass 2 Amp Slow (10 Pcs.) | 4004 | 36.9309
| S6778 | Fuse Glass 6,30 Amp Slow (10 Pcs.) | 4004 | 30.6087
| S101619 | Transformer Ignition Incl. Electrode Ign | 4005 | 46.0544
| S101632 | Sensor Water Pressure | 4006 | 35.8001
| S101003 | Sensor Temperaturentc (2 Pcs.) | 4007 | 14.0065
| S101005 | Sensor Temperature Hl | 4008 | 18.5297
| S101554 | Cable For Pump PCU | 4009 | 7.8385
| S101561 | Cable 24V. | 4010 | 37.4706
| S101589 | Cable Set 230V (45 -90 kW) | 4011 | 25.5458
| S100845 | Cable power supply (L = 1500 Mm.) | 4012 | 34.952
| S101588 | Cable For Pump | 4013 | 13.2869
| S101553 | Cable for Fan | 4014 | 15.7284
| S100857 | Controle Panel With Display Printboard | 4015 | 192.5958
| S100852 | Protection Cover | 4016 | 23.0272
| S101514 | Clamp ( 2 Pcs.) | 4017 | 11.4108
| S100861 | Gasket Oval (5 Pcs.) | 4018 | 16.5765
| S59372 | Cable Clamp | 4019 | 11.3594
| S101407 | INTERFACE SCU-X01 | 4020 | 203.287
| S101555 | Cable power for SCU | 4021 | 21.2025
| S101556 | Cable Interface | 4022 | 21.331
| S101513 | Scu Box | 4023 | 47.031
| S100862 | Tulle Scu (5 Pcs.) | 4024 | 19.5063
| S101468 | INTERFACE SCU-X02 | 4025 | 226.417
| S101635 | INTERFACE SCU-X03 | 4026 | 264.196
| S101681 | Cable SCU 230V | 4027 | 10.6912
| S101680 | Cable SCU | 4028 | 9.4576
| S59659 | Tule For Flue Gas Sensor (5 Pcs.) | 4030 | 11.7449
| S62185 | Screw Kb30X8 (10 Pcs.) |  | 8.5324
| S100229 | Switch On/Off |  | 15.8569
Quinta pro 90 Gen Exp 4 (Cascade)
Quinta pro 90 Gen Exp 4 (Cascade) | S101518 | Pcb Pcu-04 | 4001 | 266.1492
| S103300 | PCB Su-01 | 4002 | 67.1027
| S100859 | Display Print | 4003 | 157.4896
| S43561 | Fuse Glass 2 Amp Slow (10 Pcs.) | 4004 | 36.9309
| S6778 | Fuse Glass 6,30 Amp Slow (10 Pcs.) | 4004 | 30.6087
| S101619 | Transformer Ignition Incl. Electrode Ign | 4005 | 46.0544
| S101632 | Sensor Water Pressure | 4006 | 35.8001
| S101003 | Sensor Temperaturentc (2 Pcs.) | 4007 | 14.0065
| S101005 | Sensor Temperature Hl | 4008 | 18.5297
| S101554 | Cable For Pump PCU | 4009 | 7.8385
| S101561 | Cable 24V. | 4010 | 37.4706
| S101589 | Cable Set 230V (45 -90 kW) | 4011 | 25.5458
| S100845 | Cable power supply (L = 1500 Mm.) | 4012 | 34.952
| S101588 | Cable For Pump | 4013 | 13.2869
| S101553 | Cable for Fan | 4014 | 15.7284
| S100857 | Controle Panel With Display Printboard | 4015 | 192.5958
| S100852 | Protection Cover | 4016 | 23.0272
| S101514 | Clamp ( 2 Pcs.) | 4017 | 11.4108
| S100861 | Gasket Oval (5 Pcs.) | 4018 | 16.5765
| S59372 | Cable Clamp | 4019 | 11.3594
| S62185 | Screw Kb30X8 (10 Pcs.) |  | 8.5324
| S100229 | Switch On/Off |  | 15.8569
Quinta Pro 115 Gen Exp 1
Quinta Pro 115 Gen Exp 1 | S101575 | Casing Front Panel | 1001 | 149.2142
| S101574 | Cover Drop Down "R" | 1002 | 69.3386
| S101517 | Wall Bracket | 1003 | 13.5439
| S101403 | Stud Quarter Retainer | 1005 | 13.8523
| S101557 | Boiler Light |  | 64.5841
Quinta Pro 115 Gen Exp 2 | S101550 | Heat Exchanger 85 90 115 kW | 2001 | 3118.6693
| S101564 | Inspection Hatch Heat Exchanger | 2002 | 175.8908
| S57477 | Burner 90-115kW | 2003 | 505.6218
| S101566 | Electrode Ignition/Ionisation | 2004 | 32.2792
| S53489 | Gasket For Electrode (10 Pcs.) | 2005 | 14.0065
| S59118 | Glass Inspection Set | 2006 | 12.336
| S54731 | Insulation Front Plate Heat Exchanger | 2007 | 71.7287
| S57241 | Gasket Front Plate | 2008 | 20.6371
| S54755 | Nut Flange M6 (20 Pcs.) | 2009 | 12.079
| S100052 | Screw M4X10 (20 Pcs.) | 2010 | 17.5531
| S101619 | Transformer Ignition Incl. Electrode Ign | 2011 | 46.0544
| S101509 | Screw 7985 M4X8 (5 Pcs.) | 2012 | 11.2566
| S101005 | Sensor Temperature Hl | 2013 | 18.5297
| S101003 | Sensor Temperaturentc (2 Pcs.) | 2014 | 14.0065
| S48950 | Screw M4 X 10 (50 Pcs.) | 2015 | 13.2869
| 7631936 | Flue Gas Pipe Ø 100 Mm. | 2016 | 55.4349
| S101643 | Sealing Ring Ø 100 (5 Pcs.) | 2017 | 45.3348
| S101563 | Flue Gas Pipe / Air Inlet Connection Pip | 2019 | 28.784
| S62233 | Plug For Air Inlet Measure Point (5 Pcs) | 2020 | 17.2704
| S62232 | Screw Cap Flue Gas Measure Point (5 Pcs. | 2021 | 18.8124
| S101643 | Sealing Ring Ø 100 (5 Pcs.) | 2022 | 45.3348
| S100901 | Fixing Strip Heat Exchanger | 2024 | 13.4154
| S62288 | Tulle For Flue Gas Pipe | 2025 | 9.2006
| S101572 | Flow Pipe Assembly | 2026 | 202.5674
| S101632 | Sensor Water Pressure | 2027 | 35.8001
| S101608 | Vent Auto Air Bleed Device | 2028 | 17.8358
| S100737 | Sealing Ring 44X32X4 (5 Pcs.) | 2029 | 10.7169
| S101576 | Wire clamp 28-35 (5 pcs.) | 2030 | 8.1212
| S101644 | Clip 10,2 (5 Pcs.) | 2031 | 8.738
| 7605371 | Hairpin Spring 9.4 mm (5x) | 2031 | 10.4599
| S100895 | Hose connection M7X1 | 2032 | 7.5815
| S101570 | Hose silicone 8x2x740 mm | 2033 | 14.8803
| S101558 | Syphon Assembly (Upper) | 2037 | 13.1841
| S14254 | Sheet-Metal Screw 4,2X9,5 (20 Pcs.) | 2038 | 11.051
| S101580 | Sealing Ring Ø 60 mm | 2039 | 7.8385
| S101559 | Siphon Cup | 2040 | 20.3544
| S101606 | Hose Of Syphon | 2041 | 11.9248
| S101581 | Sealing Ring Syphon | 2042 | 10.0487
| S101298 | Cap Blind Scu | 2044 | 20.2259
| S62727 | Grommet 20 Mm. (15 Pcs) | 2045 | 23.3099
| S101607 | Grommet ø25xø35x2 Mm. (5 Pcs) | 2046 | 16.0111
| S101605 | Sealant Return Central Heating | 2047 | 23.3099
| S101673 | Service set A |  | 38.8841
| S101674 | Service set B |  | 80.5695
| S101675 | Service set C |  | 99.3819
Quinta Pro 115 Gen Exp 3 | S100036 | Fan 115kW | 3001 | 733.735
| S101595 | Venturi 115kW | 3002 | 151.1931
| S101578 | Air Inlet Damper 115kW | 3003 | 40.1434
| S101515 | Gas Pipe complete | 3005 | 92.0831
| S101510 | Gas Combi-Block 115kW | 3006 | 285.9382
| 7614500 | Coil for Gasvalve | 3006 | 10.8454
| S101565 | Seal 83mm With Valve (45-115 kW) | 3007 | 9.6889
| S100058 | O-Ring 70X3 mm (5 Pcs.) | 3008 | 23.0272
| S100468 | Screw M5X12 (10 Pcs.) | 3009 | 10.6141
| S100363 | Gasket 33X2 (10 Pcs.) | 3010 | 8.2754
| S101593 | Gasket For Venturi Q115 (5 Pcs.) | 3010 | 58.1077
| S56156 | Gasket Timer 30 X 21 X 3(10 Pcs.) | 3011 | 16.5765
| S101519 | Wire clamp (5 pcs.) | 3012 | 8.1469
| S54755 | Nut Flange M6 (20 Pcs.) | 3013 | 12.079
| S100055 | Nut M5 (20 Pcs.) | 3014 | 9.5347
| S101631 | Nozzle Venturi | 3016 | 18.9409
| S100054 | Screw Din912 M6X16 (20 Pcs.) | 3017 | 11.1024
| S101664 | Set Avec Joints Venturi-nozzle | 3018 | 28.0644
Quinta Pro 115 Gen Exp 4
Quinta Pro 115 Gen Exp 4 | S101518 | Pcb Pcu-04 | 4001 | 266.1492
| S103300 | PCB Su-01 | 4002 | 67.1027
| S100859 | Display Print | 4003 | 157.4896
| S43561 | Fuse Glass 2 Amp Slow (10 Pcs.) | 4004 | 36.9309
| S6778 | Fuse Glass 6,30 Amp Slow (10 Pcs.) | 4004 | 30.6087
| S101619 | Transformer Ignition Incl. Electrode Ign | 4005 | 46.0544
| S101632 | Sensor Water Pressure | 4006 | 35.8001
| S101003 | Sensor Temperaturentc (2 Pcs.) | 4007 | 14.0065
| S101005 | Sensor Temperature Hl | 4008 | 18.5297
| S101554 | Cable For Pump PCU | 4009 | 7.8385
| S101561 | Cable 24V. | 4010 | 37.4706
| S101582 | Cable Set 230V (115 kW) | 4011 | 25.4173
| S100845 | Cable power supply (L = 1500 Mm.) | 4012 | 34.952
| S101588 | Cable For Pump | 4013 | 13.2869
| S101553 | Cable for Fan | 4014 | 15.7284
| S100857 | Controle Panel With Display Printboard | 4015 | 192.5958
| S100852 | Protection Cover | 4016 | 23.0272
| S101514 | Clamp ( 2 Pcs.) | 4017 | 11.4108
| S100861 | Gasket Oval (5 Pcs.) | 4018 | 16.5765
| S59372 | Cable Clamp | 4019 | 11.3594
| S101407 | INTERFACE SCU-X01 | 4020 | 203.287
| S101555 | Cable power for SCU | 4021 | 21.2025
| S101556 | Cable Interface | 4022 | 21.331
| S101513 | Scu Box | 4023 | 47.031
| S100862 | Tulle Scu (5 Pcs.) | 4024 | 19.5063
| S101468 | INTERFACE SCU-X02 | 4025 | 226.417
| S101635 | INTERFACE SCU-X03 | 4026 | 264.196
| S101681 | Cable SCU 230V | 4027 | 10.6912
| S101680 | Cable SCU | 4028 | 9.4576
| S59659 | Tule For Flue Gas Sensor (5 Pcs.) | 4030 | 11.7449
| S100841 | Cable 230V. Switch |  | 40.2976
| S62185 | Screw Kb30X8 (10 Pcs.) |  | 8.5324
| S100229 | Switch On/Off |  | 15.8569
Quinta pro 115 Gen Exp 4 (Cascade)
Quinta pro 115 Gen Exp 4 (Cascade) | S101518 | Pcb Pcu-04 | 4001 | 266.1492
| S103300 | PCB Su-01 | 4002 | 67.1027
| S100859 | Display Print | 4003 | 157.4896
| S43561 | Fuse Glass 2 Amp Slow (10 Pcs.) | 4004 | 36.9309
| S6778 | Fuse Glass 6,30 Amp Slow (10 Pcs.) | 4004 | 30.6087
| S101619 | Transformer Ignition Incl. Electrode Ign | 4005 | 46.0544
| S101632 | Sensor Water Pressure | 4006 | 35.8001
| S101003 | Sensor Temperaturentc (2 Pcs.) | 4007 | 14.0065
| S101005 | Sensor Temperature Hl | 4008 | 18.5297
| S101554 | Cable For Pump PCU | 4009 | 7.8385
| S101561 | Cable 24V. | 4010 | 37.4706
| S101582 | Cable Set 230V (115 kW) | 4011 | 25.4173
| S100845 | Cable power supply (L = 1500 Mm.) | 4012 | 34.952
| S101588 | Cable For Pump | 4013 | 13.2869
| S101553 | Cable for Fan | 4014 | 15.7284
| S100857 | Controle Panel With Display Printboard | 4015 | 192.5958
| S100852 | Protection Cover | 4016 | 23.0272
| S101514 | Clamp ( 2 Pcs.) | 4017 | 11.4108
| S100861 | Gasket Oval (5 Pcs.) | 4018 | 16.5765
| S59372 | Cable Clamp | 4019 | 11.3594
| S62185 | Screw Kb30X8 (10 Pcs.) |  | 8.5324
| S100229 | Switch On/Off |  | 15.8569

## QuintaACE
Remeha Quinta ACE 45 EXP
Producto | Referencia | Descripcion | Posicion | PVP
Remeha Quinta ACE 45 EXP | 7699574 | Casing Front Panel | 1001 | 147.8007
| 7699595 | Cover Drop Down Remeha | 1002 | 92.6485
| S101517 | Wall Bracket | 1003 | 13.5439
| S101403 | Stud Quarter Retainer | 1005 | 13.8523
| 7702357 | Boiler Light 24V | 1006 | 81.4176
| 7699613 | Heat Exchanger 45kW | 2001 | 2132.6888
| S101564 | Inspection Hatch Heat Exchanger | 2002 | 175.8908
| S54753 | Burner 45 Kw | 2003 | 292.2604
| 7702138 | Electrode Ignition/Ionisation | 2004 | 37.7533
| S53489 | Gasket For Electrode (10 Pcs.) | 2005 | 14.0065
| S59118 | Glass Inspection Set | 2006 | 12.336
| S54731 | Insulation Front Plate Heat Exchanger | 2007 | 71.7287
| S57241 | Gasket Front Plate | 2008 | 20.6371
| S54755 | Nut Flange M6 (20 Pcs.) | 2009 | 12.079
| S100052 | Screw M4X10 (20 Pcs.) | 2010 | 17.5531
| S48950 | Screw M4 X 10 (50 Pcs.) | 2015 | 13.2869
| 7700494 | Flue Gas Pipe Ø 80 Mm. | 2016 | 47.1595
| 7701758 | Sealing Ring Ø 80 (5 Pcs.) | 2017 | 33.6927
| 7602132 | Flue Gas Discharge Adapter 80/125 | 2019 | 16.4223
| S62233 | Plug For Air Inlet Measure Point (5 Pcs) | 2020 | 17.2704
| S62232 | Screw Cap Flue Gas Measure Point (5 Pcs. | 2021 | 18.8124
| S100855 | Sealing Ring Ø 80 (5 Pcs.) | 2022 | 30.326
| S101567 | Flue Connection Ø 80 mm | 2023 | 29.6064
| S100901 | Fixing Strip Heat Exchanger | 2024 | 13.4154
| S59659 | Tule For Flue Gas Sensor (5 Pcs.) | 2025 | 11.7449
| S101568 | Flow Pipe Central Heating | 2026 | 198.7638
| 7669770 | Air Vent | 2028 | 18.8124
| S100737 | Sealing Ring 44X32X4 (5 Pcs.) | 2029 | 10.7169
| S101576 | Wire clamp 28-35 (5 pcs.) | 2030 | 8.1212
| 7605371 | Hairpin Spring 9.4 mm (5x) | 2031 | 10.4599
| S101570 | Hose silicone 8x2x740 mm | 2033 | 14.8803
| S101558 | Syphon Assembly (Upper) | 2037 | 13.1841
| S14254 | Sheet-Metal Screw 4,2X9,5 (20 Pcs.) | 2038 | 11.051
| S101580 | Sealing Ring Ø 60 mm | 2039 | 7.8385
| S101559 | Siphon Cup | 2040 | 20.3544
| S101606 | Hose Of Syphon | 2041 | 11.9248
| S101581 | Sealing Ring Syphon | 2042 | 10.0487
| S101298 | Cap Blind Scu | 2044 | 20.2259
| S100869 | Sealant Strip Scu | 2044 | 22.3076
| S62727 | Grommet 20 Mm. (15 Pcs) | 2045 | 23.3099
| S101607 | Grommet ø25xø35x2 Mm. (5 Pcs) | 2046 | 16.0111
| S101605 | Sealant Return Central Heating | 2047 | 23.3099
| 7701759 | Sealing Ring Flue Ø 80 (5 Pcs.) | 2048 | 33.6927
| S101725 | Fan 45kW | 3001 | 455.3783
| S54765 | Venturi 45kW | 3002 | 57.1311
| S101543 | Air Inlet Damper 45-65kW | 3003 | 16.4223
| S101590 | Clamp Air Inlet Silencer | 3004 | 7.3245
| S101569 | Gassupply Pipe | 3005 | 53.199
| S101596 | Gas Combi-Block 45-65kW | 3006 | 206.2168
| S101565 | Seal 83mm With Valve (45-115 kW) | 3007 | 9.6889
| S54777 | Gasket For Venturi 45-90kW (5 pcs) | 3008 | 17.2704
| S48512 | Screw M5X10 (10 Pcs.) | 3009 | 10.1772
| S101591 | Gasket Set 45-65kW | 3010 | 18.6582
| S56155 | Gasket 23.8Mm O/D X 17.2Mm I/D X 2Mm (20 | 3011 | 14.4691
| S101519 | Wire clamp (5 pcs.) | 3012 | 8.1469
| S54755 | Nut Flange M6 (20 Pcs.) | 3013 | 12.079
| S100055 | Nut M5 (20 Pcs.) | 3014 | 9.5347
| 7726804 | PCB CU-GH08 | 4001 | 184.0377
| 7665228 | PCB CB-03 | 4002 | 52.5051
| 7669597 | HMI MK2 2.0 | 4003 | 129.2967
| 7665229 | Control Box | 4004 | 166.4846
| 7701771 | Fuse Glass 2.5 Amp (5 Pcs.) | 4005 | 14.4691
| 7665230 | Switch On/Off | 4006 | 28.6298
| 7665231 | Serviceconnector | 4007 | 28.6298
| 7633327 | Configuration Storage Unit CSU-01 | 4008 | 20.4829
| S101554 | Cable For Pump PCU | 4009 | 7.8385
| 7701705 | Cable Set ELV | 4010 | 37.1879
| 7701699 | Cable Set 230V (45 -90 kW) | 4011 | 28.6298
| S100845 | Cable power supply (L = 1500 Mm.) | 4012 | 34.952
| 7712174 | Control Panel MK3 sw 1.28 Black | 4014 | 278.074
| 7665234 | Cable set (Controlbox intern) | 4015 | 47.5964
| S101514 | Clamp ( 2 Pcs.) | 4017 | 11.4108
| 7729667 | Print PCB SCB-10 | 4020 | 293.02
| 7690425 | Cable BUS Interface | 4021 | 18.8124
| S101555 | Cable power for SCU | 4022 | 21.2025
| 7721890 | SCB box | 4023 | 121.304
| S100862 | Tulle Scu (5 Pcs.) | 4024 | 19.5063
| 7721859 | Board GTW 25 | 4026 | 249.804
| S100763 | INTERFACE 0-10 VOLT | 4027 | 186.6334
| 7701709 | Cable IF01 | 4028 | 15.5742
| S101509 | Screw 7985 M4X8 (5 Pcs.) | 4030 | 11.2566
| 7624619 | Transformer Ignition | 4031 | 34.1039
| S101632 | Sensor Water Pressure | 4032 | 35.8001
| 7623837 | Sensors Set Double NTC 10K (1x) and NTC | 4033 | 20.6371
| 7740176 | Flue Gas Sensor NTC 2x 20K | 4034 | 17.6816
| 7609044 | CABLE POWER PUMP PWM |  | 28.5013
| 7609017 | CABLE PUMP PWM |  | 8.738
| 7731327 | Connector outdoor temp. sensor (white) |  | 5.2942
| 7731328 | Connector boiler temp. sensor (blue) |  | 5.2942
| 7702097 | Service set A 30-45 kW |  | 65.4065
| 7702098 | Service set B 30-45 kW |  | 116.0869
| 7702099 | Service set C 30-45 kW |  | 121.2783
Remeha Quinta ACE 55/65 EXP
Remeha Quinta ACE 55/65 EXP | 7699574 | Casing Front Panel | 1001 | 147.8007
| 7699595 | Cover Drop Down Remeha | 1002 | 92.6485
| S101517 | Wall Bracket | 1003 | 13.5439
| S101403 | Stud Quarter Retainer | 1005 | 13.8523
| 7702357 | Boiler Light 24V | 1006 | 81.4176
| 7699615 | Heat Exchanger 65kW | 2001 | 2465.658
| S101564 | Inspection Hatch Heat Exchanger | 2002 | 175.8908
| S54754 | Burner 65 Kw | 2003 | 397.1164
| 7702138 | Electrode Ignition/Ionisation | 2004 | 37.7533
| S53489 | Gasket For Electrode (10 Pcs.) | 2005 | 14.0065
| S59118 | Glass Inspection Set | 2006 | 12.336
| S54731 | Insulation Front Plate Heat Exchanger | 2007 | 71.7287
| S57241 | Gasket Front Plate | 2008 | 20.6371
| S54755 | Nut Flange M6 (20 Pcs.) | 2009 | 12.079
| S100052 | Screw M4X10 (20 Pcs.) | 2010 | 17.5531
| S48950 | Screw M4 X 10 (50 Pcs.) | 2015 | 13.2869
| 7700499 | Flue Gas Pipe Ø 100 Mm. | 2016 | 55.4349
| 7701752 | Sealing Ring Flue Ø 100 (5 Pcs.) | 2017 | 45.3348
| S101627 | ADAPTER FLUE GAS 100/150 | 2019 | 81.22
| S62233 | Plug For Air Inlet Measure Point (5 Pcs) | 2020 | 17.2704
| S62232 | Screw Cap Flue Gas Measure Point (5 Pcs. | 2021 | 18.8124
| S101643 | Sealing Ring Ø 100 (5 Pcs.) | 2022 | 45.3348
| S100901 | Fixing Strip Heat Exchanger | 2024 | 13.4154
| S59659 | Tule For Flue Gas Sensor (5 Pcs.) | 2025 | 11.7449
| S101568 | Flow Pipe Central Heating | 2026 | 198.7638
| 7669770 | Air Vent | 2028 | 18.8124
| S100737 | Sealing Ring 44X32X4 (5 Pcs.) | 2029 | 10.7169
| S101576 | Wire clamp 28-35 (5 pcs.) | 2030 | 8.1212
| 7605371 | Hairpin Spring 9.4 mm (5x) | 2031 | 10.4599
| S101570 | Hose silicone 8x2x740 mm | 2033 | 14.8803
| S101558 | Syphon Assembly (Upper) | 2037 | 13.1841
| S14254 | Sheet-Metal Screw 4,2X9,5 (20 Pcs.) | 2038 | 11.051
| S101580 | Sealing Ring Ø 60 mm | 2039 | 7.8385
| S101559 | Siphon Cup | 2040 | 20.3544
| S101606 | Hose Of Syphon | 2041 | 11.9248
| S101581 | Sealing Ring Syphon | 2042 | 10.0487
| S101298 | Cap Blind Scu | 2044 | 20.2259
| S100869 | Sealant Strip Scu | 2044 | 22.3076
| S62727 | Grommet 20 Mm. (15 Pcs) | 2045 | 23.3099
| S101607 | Grommet ø25xø35x2 Mm. (5 Pcs) | 2046 | 16.0111
| S101605 | Sealant Return Central Heating | 2047 | 23.3099
| 7701753 | Sealing Ring Flue Ø 100 (5 Pcs.) | 2048 | 45.3348
| S101726 | Fan 65-90kW | 3001 | 487.529
| S54766 | Venturi 65kW | 3002 | 57.1311
| S101543 | Air Inlet Damper 45-65kW | 3003 | 16.4223
| S101590 | Clamp Air Inlet Silencer | 3004 | 7.3245
| S101569 | Gassupply Pipe | 3005 | 53.199
| S101596 | Gas Combi-Block 45-65kW | 3006 | 206.2168
| S101565 | Seal 83mm With Valve (45-115 kW) | 3007 | 9.6889
| S54777 | Gasket For Venturi 45-90kW (5 pcs) | 3008 | 17.2704
| S48512 | Screw M5X10 (10 Pcs.) | 3009 | 10.1772
| S101591 | Gasket Set 45-65kW | 3010 | 18.6582
| S56155 | Gasket 23.8Mm O/D X 17.2Mm I/D X 2Mm (20 | 3011 | 14.4691
| S101519 | Wire clamp (5 pcs.) | 3012 | 8.1469
| S54755 | Nut Flange M6 (20 Pcs.) | 3013 | 12.079
| S100055 | Nut M5 (20 Pcs.) | 3014 | 9.5347
| 7726804 | PCB CU-GH08 | 4001 | 184.0377
| 7665228 | PCB CB-03 | 4002 | 52.5051
| 7669597 | HMI MK2 2.0 | 4003 | 129.2967
| 7665229 | Control Box | 4004 | 166.4846
| 7701771 | Fuse Glass 2.5 Amp (5 Pcs.) | 4005 | 14.4691
| 7665230 | Switch On/Off | 4006 | 28.6298
| 7665231 | Serviceconnector | 4007 | 28.6298
| 7633327 | Configuration Storage Unit CSU-01 | 4008 | 20.4829
| S101554 | Cable For Pump PCU | 4009 | 7.8385
| 7701705 | Cable Set ELV | 4010 | 37.1879
| 7701699 | Cable Set 230V (45 -90 kW) | 4011 | 28.6298
| S100845 | Cable power supply (L = 1500 Mm.) | 4012 | 34.952
| 7712174 | Control Panel MK3 sw 1.28 Black | 4014 | 278.074
| 7665234 | Cable set (Controlbox intern) | 4015 | 47.5964
| S101514 | Clamp ( 2 Pcs.) | 4017 | 11.4108
| 7729667 | Print PCB SCB-10 | 4020 | 310.02
| 7690425 | Cable BUS Interface | 4021 | 18.8124
| S101555 | Cable power for SCU | 4022 | 21.2025
| 7721890 | SCB box | 4023 | 121.304
| S100862 | Tulle Scu (5 Pcs.) | 4024 | 19.5063
| 7721859 | Board GTW 25 | 4026 | 249.804
| S100763 | INTERFACE 0-10 VOLT | 4027 | 186.6334
| 7701709 | Cable IF01 | 4028 | 15.5742
| S101509 | Screw 7985 M4X8 (5 Pcs.) | 4030 | 11.2566
| 7624619 | Transformer Ignition | 4031 | 34.1039
| S101632 | Sensor Water Pressure | 4032 | 35.8001
| 7623837 | Sensors Set Double NTC 10K (1x) and NTC | 4033 | 20.6371
| 7740176 | Flue Gas Sensor NTC 2x 20K | 4034 | 17.6816
| 7609044 | CABLE POWER PUMP PWM |  | 28.5013
| 7609017 | CABLE PUMP PWM |  | 8.738
| 7731327 | Connector outdoor temp. sensor (white) |  | 5.2942
| 7731328 | Connector boiler temp. sensor (blue) |  | 5.2942
| 7710047 | Service set A 55-115 kW |  | 68.6447
| 7710048 | Service set B 55-115 kW |  | 119.1709
| 7710049 | Service set C 55-115 kW |  | 124.5165
Remeha Quinta ACE 90 EXP
Remeha Quinta ACE 90 EXP | 7699574 | Casing Front Panel | 1001 | 147.8007
| 7699595 | Cover Drop Down Remeha | 1002 | 92.6485
| S101517 | Wall Bracket | 1003 | 13.5439
| S101403 | Stud Quarter Retainer | 1005 | 13.8523
| 7702357 | Boiler Light 24V | 1006 | 81.4176
| 7699614 | Heat Exchanger 90-115 kW | 2001 | 3071.0986
| S101564 | Inspection Hatch Heat Exchanger | 2002 | 175.8908
| S57477 | Burner 90-115kW | 2003 | 505.6218
| 7702138 | Electrode Ignition/Ionisation | 2004 | 37.7533
| S53489 | Gasket For Electrode (10 Pcs.) | 2005 | 14.0065
| S59118 | Glass Inspection Set | 2006 | 12.336
| S54731 | Insulation Front Plate Heat Exchanger | 2007 | 71.7287
| S57241 | Gasket Front Plate | 2008 | 20.6371
| S54755 | Nut Flange M6 (20 Pcs.) | 2009 | 12.079
| S100052 | Screw M4X10 (20 Pcs.) | 2010 | 17.5531
| S48950 | Screw M4 X 10 (50 Pcs.) | 2015 | 13.2869
| 7700499 | Flue Gas Pipe Ø 100 Mm. | 2016 | 55.4349
| 7701752 | Sealing Ring Flue Ø 100 (5 Pcs.) | 2017 | 45.3348
| S101627 | ADAPTER FLUE GAS 100/150 | 2019 | 89.22
| S62233 | Plug For Air Inlet Measure Point (5 Pcs) | 2020 | 17.2704
| S62232 | Screw Cap Flue Gas Measure Point (5 Pcs. | 2021 | 18.8124
| S101643 | Sealing Ring Ø 100 (5 Pcs.) | 2022 | 45.3348
| S100901 | Fixing Strip Heat Exchanger | 2024 | 13.4154
| S59659 | Tule For Flue Gas Sensor (5 Pcs.) | 2025 | 11.7449
| S101572 | Flow Pipe Assembly | 2026 | 202.5674
| 7669770 | Air Vent | 2028 | 18.8124
| S100737 | Sealing Ring 44X32X4 (5 Pcs.) | 2029 | 10.7169
| S101576 | Wire clamp 28-35 (5 pcs.) | 2030 | 8.1212
| 7605371 | Hairpin Spring 9.4 mm (5x) | 2031 | 10.4599
| S101570 | Hose silicone 8x2x740 mm | 2033 | 14.8803
| S101558 | Syphon Assembly (Upper) | 2037 | 13.1841
| S14254 | Sheet-Metal Screw 4,2X9,5 (20 Pcs.) | 2038 | 11.051
| S101580 | Sealing Ring Ø 60 mm | 2039 | 7.8385
| S101559 | Siphon Cup | 2040 | 20.3544
| S101606 | Hose Of Syphon | 2041 | 11.9248
| S101581 | Sealing Ring Syphon | 2042 | 10.0487
| S101298 | Cap Blind Scu | 2044 | 20.2259
| S100869 | Sealant Strip Scu | 2044 | 22.3076
| S62727 | Grommet 20 Mm. (15 Pcs) | 2045 | 23.3099
| S101607 | Grommet ø25xø35x2 Mm. (5 Pcs) | 2046 | 16.0111
| S101605 | Sealant Return Central Heating | 2047 | 23.3099
| 7701753 | Sealing Ring Flue Ø 100 (5 Pcs.) | 2048 | 45.3348
| S101726 | Fan 65-90kW | 3001 | 487.529
| S57488 | Venturi 90kW | 3002 | 67.7966
| S101520 | Air Inlet Damper 90kW | 3003 | 15.8569
| S101573 | Gas Supply Pipe 3/4" | 3005 | 63.2991
| S101597 | Gas Combi-Block 90kW | 3006 | 227.2651
| 7606393 | Gas Combi-Block 90kW VK 230Volt Propane | 3006 | 134.154
| S101565 | Seal 83mm With Valve (45-115 kW) | 3007 | 9.6889
| S54777 | Gasket For Venturi 45-90kW (5 pcs) | 3008 | 17.2704
| S48512 | Screw M5X10 (10 Pcs.) | 3009 | 10.1772
| S101592 | Gasket Set 90 kW | 3010 | 28.6298
| S56155 | Gasket 23.8Mm O/D X 17.2Mm I/D X 2Mm (20 | 3011 | 14.4691
| S101519 | Wire clamp (5 pcs.) | 3012 | 8.1469
| S54755 | Nut Flange M6 (20 Pcs.) | 3013 | 12.079
| S100055 | Nut M5 (20 Pcs.) | 3014 | 9.5347
| S57827 | Flange For Gas Combi-Block | 3015 | 22.3076
| S57828 | O-Ring Gas Pipe Ø 26.8 X 22 X 2.5 (5 Pcs | 3016 | 8.8922
| 7726804 | PCB CU-GH08 | 4001 | 184.0377
| 7665228 | PCB CB-03 | 4002 | 52.5051
| 7669597 | HMI MK2 2.0 | 4003 | 129.2967
| 7665229 | Control Box | 4004 | 166.4846
| 7701771 | Fuse Glass 2.5 Amp (5 Pcs.) | 4005 | 14.4691
| 7665230 | Switch On/Off | 4006 | 28.6298
| 7665231 | Serviceconnector | 4007 | 28.6298
| 7633327 | Configuration Storage Unit CSU-01 | 4008 | 20.4829
| S101554 | Cable For Pump PCU | 4009 | 7.8385
| 7701705 | Cable Set ELV | 4010 | 37.1879
| 7701699 | Cable Set 230V (45 -90 kW) | 4011 | 28.6298
| S100845 | Cable power supply (L = 1500 Mm.) | 4012 | 34.952
| 7712174 | Control Panel MK3 sw 1.28 Black | 4014 | 278.074
| 7665234 | Cable set (Controlbox intern) | 4015 | 47.5964
| S101514 | Clamp ( 2 Pcs.) | 4017 | 11.4108
| 7729667 | Print PCB SCB-10 | 4020 | 292.02
| 7690425 | Cable BUS Interface | 4021 | 18.8124
| S101555 | Cable power for SCU | 4022 | 21.2025
| 7721890 | SCB box | 4023 | 121.304
| S100862 | Tulle Scu (5 Pcs.) | 4024 | 19.5063
| 7721859 | Board GTW 25 | 4026 | 249.804
| S100763 | INTERFACE 0-10 VOLT | 4027 | 186.6334
| 7701709 | Cable IF01 | 4028 | 15.5742
| S101509 | Screw 7985 M4X8 (5 Pcs.) | 4030 | 11.2566
| 7624619 | Transformer Ignition | 4031 | 34.1039
| S101632 | Sensor Water Pressure | 4032 | 35.8001
| 7623837 | Sensors Set Double NTC 10K (1x) and NTC | 4033 | 20.6371
| 7740176 | Flue Gas Sensor NTC 2x 20K | 4034 | 17.6816
| 7609044 | CABLE POWER PUMP PWM |  | 28.5013
| 7609017 | CABLE PUMP PWM |  | 8.738
| 7731327 | Connector outdoor temp. sensor (white) |  | 5.2942
| 7731328 | Connector boiler temp. sensor (blue) |  | 5.2942
| 7710047 | Service set A 55-115 kW |  | 68.6447
| 7710048 | Service set B 55-115 kW |  | 119.1709
| 7710049 | Service set C 55-115 kW |  | 124.5165
Remeha Quinta ACE 115 EXP
Remeha Quinta ACE 115 EXP | 7699574 | Casing Front Panel | 1001 | 147.8007
| 7699595 | Cover Drop Down Remeha | 1002 | 92.6485
| S101517 | Wall Bracket | 1003 | 13.5439
| S101403 | Stud Quarter Retainer | 1005 | 13.8523
| 7702357 | Boiler Light 24V | 1006 | 81.4176
| 7699614 | Heat Exchanger 90-115 kW | 2001 | 3071.0986
| S101564 | Inspection Hatch Heat Exchanger | 2002 | 175.8908
| S57477 | Burner 90-115kW | 2003 | 505.6218
| 7702138 | Electrode Ignition/Ionisation | 2004 | 37.7533
| S53489 | Gasket For Electrode (10 Pcs.) | 2005 | 14.0065
| S59118 | Glass Inspection Set | 2006 | 12.336
| S54731 | Insulation Front Plate Heat Exchanger | 2007 | 71.7287
| S57241 | Gasket Front Plate | 2008 | 20.6371
| S54755 | Nut Flange M6 (20 Pcs.) | 2009 | 12.079
| S100052 | Screw M4X10 (20 Pcs.) | 2010 | 17.5531
| S48950 | Screw M4 X 10 (50 Pcs.) | 2015 | 13.2869
| 7700499 | Flue Gas Pipe Ø 100 Mm. | 2016 | 55.4349
| 7701752 | Sealing Ring Flue Ø 100 (5 Pcs.) | 2017 | 45.3348
| S101627 | ADAPTER FLUE GAS 100/150 | 2019 | 82.22
| S62233 | Plug For Air Inlet Measure Point (5 Pcs) | 2020 | 17.2704
| S62232 | Screw Cap Flue Gas Measure Point (5 Pcs. | 2021 | 18.8124
| S101643 | Sealing Ring Ø 100 (5 Pcs.) | 2022 | 45.3348
| S100901 | Fixing Strip Heat Exchanger | 2024 | 13.4154
| S59659 | Tule For Flue Gas Sensor (5 Pcs.) | 2025 | 11.7449
| S101572 | Flow Pipe Assembly | 2026 | 202.5674
| 7669770 | Air Vent | 2028 | 18.8124
| S100737 | Sealing Ring 44X32X4 (5 Pcs.) | 2029 | 10.7169
| S101576 | Wire clamp 28-35 (5 pcs.) | 2030 | 8.1212
| 7605371 | Hairpin Spring 9.4 mm (5x) | 2031 | 10.4599
| S101570 | Hose silicone 8x2x740 mm | 2033 | 14.8803
| S101558 | Syphon Assembly (Upper) | 2037 | 13.1841
| S14254 | Sheet-Metal Screw 4,2X9,5 (20 Pcs.) | 2038 | 11.051
| S101580 | Sealing Ring Ø 60 mm | 2039 | 7.8385
| S101559 | Siphon Cup | 2040 | 20.3544
| S101606 | Hose Of Syphon | 2041 | 11.9248
| S101581 | Sealing Ring Syphon | 2042 | 10.0487
| S101298 | Cap Blind Scu | 2044 | 20.2259
| S100869 | Sealant Strip Scu | 2044 | 22.3076
| S62727 | Grommet 20 Mm. (15 Pcs) | 2045 | 23.3099
| S101607 | Grommet ø25xø35x2 Mm. (5 Pcs) | 2046 | 16.0111
| S101605 | Sealant Return Central Heating | 2047 | 23.3099
| 7701753 | Sealing Ring Flue Ø 100 (5 Pcs.) | 2048 | 45.3348
| S100036 | Fan 115kW | 3001 | 733.735
| S101595 | Venturi 115kW | 3002 | 151.1931
| S101578 | Air Inlet Damper 115kW | 3003 | 40.1434
| S101515 | Gas Pipe complete | 3005 | 92.0831
| S101510 | Gas Combi-Block 115kW | 3006 | 285.9382
| 7614500 | Coil for Gasvalve | 3006 | 10.8454
| S101565 | Seal 83mm With Valve (45-115 kW) | 3007 | 9.6889
| S100058 | O-Ring 70X3 mm (5 Pcs.) | 3008 | 23.0272
| S100468 | Screw M5X12 (10 Pcs.) | 3009 | 10.6141
| S101593 | Gasket For Venturi Q115 (5 Pcs.) | 3010 | 58.1077
| S100363 | Gasket 33X2 (10 Pcs.) | 3010 | 8.2754
| S56156 | Gasket Timer 30 X 21 X 3(10 Pcs.) | 3011 | 16.5765
| S101519 | Wire clamp (5 pcs.) | 3012 | 8.1469
| S54755 | Nut Flange M6 (20 Pcs.) | 3013 | 12.079
| S100055 | Nut M5 (20 Pcs.) | 3014 | 9.5347
| S101631 | Nozzle Venturi | 3016 | 18.9409
| S100054 | Screw Din912 M6X16 (20 Pcs.) | 3017 | 11.1024
| S101664 | Set Avec Joints Venturi-nozzle | 3018 | 28.0644
| 7726804 | PCB CU-GH08 | 4001 | 184.0377
| 7665228 | PCB CB-03 | 4002 | 52.5051
| 7669597 | HMI MK2 2.0 | 4003 | 129.2967
| 7665229 | Control Box | 4004 | 166.4846
| 7701771 | Fuse Glass 2.5 Amp (5 Pcs.) | 4005 | 14.4691
| 7665230 | Switch On/Off | 4006 | 28.6298
| 7665231 | Serviceconnector | 4007 | 28.6298
| 7633327 | Configuration Storage Unit CSU-01 | 4008 | 20.4829
| S101554 | Cable For Pump PCU | 4009 | 7.8385
| 7701705 | Cable Set ELV | 4010 | 37.1879
| 7701700 | Cable Set 230V (115 kW) | 4011 | 28.6298
| S100845 | Cable power supply (L = 1500 Mm.) | 4012 | 34.952
| 7712174 | Control Panel MK3 sw 1.28 Black | 4014 | 278.074
| 7665234 | Cable set (Controlbox intern) | 4015 | 47.5964
| S101514 | Clamp ( 2 Pcs.) | 4017 | 11.4108
| 7729667 | Print PCB SCB-10 | 4020 | 292.02
| 7690425 | Cable BUS Interface | 4021 | 18.8124
| S101555 | Cable power for SCU | 4022 | 21.2025
| 7721890 | SCB box | 4023 | 121.304
| S100862 | Tulle Scu (5 Pcs.) | 4024 | 19.5063
| 7721859 | Board GTW 25 | 4026 | 249.804
| S100763 | INTERFACE 0-10 VOLT | 4027 | 186.6334
| 7701709 | Cable IF01 | 4028 | 15.5742
| S101509 | Screw 7985 M4X8 (5 Pcs.) | 4030 | 11.2566
| 7624619 | Transformer Ignition | 4031 | 34.1039
| S101632 | Sensor Water Pressure | 4032 | 35.8001
| 7623837 | Sensors Set Double NTC 10K (1x) and NTC | 4033 | 20.6371
| 7740176 | Flue Gas Sensor NTC 2x 20K | 4034 | 17.6816
| 7609044 | CABLE POWER PUMP PWM |  | 28.5013
| 7609017 | CABLE PUMP PWM |  | 8.738
| 7731327 | Connector outdoor temp. sensor (white) |  | 5.2942
| 7731328 | Connector boiler temp. sensor (blue) |  | 5.2942
| 7710047 | Service set A 55-115 kW |  | 68.6447
| 7710048 | Service set B 55-115 kW |  | 119.1709
| 7710049 | Service set C 55-115 kW |  | 124.5165

## Aquanta
Aquanta 1
Producto | Referencia | Descripcion | Posicion | PVP
Aquanta 1 | S59326 | Cover Plate Boiler | 1001 | 170.5452
| S100024 | Front Casing With Hinge | 1003 | 99.9473
| S59336 | Strip Panel | 1004 | 31.868
| S59333 | Front Plate | 1006 | 99.6646
| S100027 | Casing Left/Right | 1007 | 142.1981
| S100029 | Casing Top Panel 60/100 | 1008 | 120.8671
| S100028 | Casing Top Panel 80/80 | 1009 | 142.892
| S14254 | Sheet-Metal Screw 4,2X9,5 (20 Pcs.) | 1010 | 11.051
| S62218 | Mounting Plate | 1011 | 34.1039
| S15524 | Bolt M 8 X 16 (10 Pcs.) | 1012 | 16.705
| S62228 | Washer Ø 8,4Mm (10 Pcs.) | 1013 | 17.5531
| S32898 | Sheet-Metal Screw 4,2X16 (10 Pcs.) | 1015 | 17.3989
| S43799 | Door Snapper Male (10 Pcs.) | 1016 | 13.5696
| S43798 | Door Snapper Female (10 Pcs.) | 1017 | 25.2631
| S59378 | Rubber For Cables | 1018 | 19.3778
| S62198 | Sealing Cap 31,5-3 (5 Pcs.) | 1019 | 15.4457
| S62199 | Sealing Cap 36,5-3 (5 Pcs.) | 1020 | 16.0111
| S62200 | Screw M5X8 (10 Pcs.) | 1021 | 13.6981
| S46841 | Schraube 4,2 X 50 Din 7981C (20 Pcs.) | 1022 | 16.5765
| S62185 | Screw Kb30X8 (10 Pcs.) | 1024 | 8.5324
| S62974 | Door Snapper Female (10 Pcs.) | 1025 | 18.9409
| S100030 | Screw M5X80 | 1026 | 29.0667
Aquanta 2 | S100006 | Heat Exchanger 18Kw. | 2001 | 675.0619
| S100007 | Heat Exchanger Front Plate 18Kw | 2002 | 292.8258
| S62741 | Burner 24/28Kw | 2003 | 60.0866
| S62743 | Electrode Ignition/Ionisation | 2004 | 33.9754
| S59118 | Glass Inspection Set | 2005 | 12.336
| 7619579 | Insulation Front Plate Heat Exchanger | 2006 | 48.1361
| S62742 | Cover Plate For Burner | 2007 | 34.2581
| S48950 | Screw M4 X 10 (50 Pcs.) | 2008 | 13.2869
| S100033 | Piping Set Hydraulic | 2009 | 141.35
| S62728 | Vent Auto Air Bleed Device | 2010 | 23.5926
| S100025 | Cap Airvent (5 Pcs.) | 2010 | 10.7169
| S62526 | Pump Upr 15-60 | 2011 | 267.1258
| S100015 | Siphon Assembly | 2012 | 24.1323
| S58733 | Sensor Temperature (2 Pcs.) | 2013 | 42.2508
| S59596 | Gasket For Coverplate Heatexchanger (10 | 2014 | 65.8434
| S103172 | Gasket for burner (5 pcs.) | 2015 | 35.5174
| S62718 | O-Ring 94Ø X 2 (10 Pcs.) | 2016 | 17.3989
| S62105 | Gasket For Electrode (10 Pcs.) | 2017 | 13.107
| S59586 | Hairpin Spring 18 Mm (10 Pcs.) | 2018 | 19.6605
| S58731 | Hairpin Spring Pump 18Mm (10 Pcs.) | 2019 | 15.5742
| S59597 | O-Ring 18Ø X 2.8 (10 Pcs.) | 2020 | 11.7449
| S56155 | Gasket 23.8Mm O/D X 17.2Mm I/D X 2Mm (20 | 2021 | 14.4691
| S59578 | Screw M5X8 (20 Pcs.) | 2022 | 12.0276
| S54755 | Nut Flange M6 (20 Pcs.) | 2023 | 12.079
| S58730 | O-Ring 17X4 (10 Pcs.) | 2025 | 11.7449
| S59365 | Pressure Gauge | 2026 | 30.1718
| S59311 | Supply Pipe Boiler Expansionvessel | 2027 | 38.6014
| S59305 | Supply Pipe Boiler | 2028 | 57.1311
| S59310 | Returnpipe Heating | 2029 | 49.8323
| S40824 | Clamp Ring 22Mm (10 Pcs.) | 2030 | 15.0088
| S46023 | Nut For 22Mm Copper Tail (10 Pcs.) | 2031 | 33.6927
| S63241 | Expansion Vessel 16,5L. | 2032 | 207.3219
| S62479 | Clamp For Hose (10 Pcs.) | 2033 | 22.5903
| S56157 | Gasket Ø 18.3 X 12.7 X2 Mm. (10 Pcs.) | 2034 | 11.4108
| S59376 | Hose Connector 3/4"X 20,5 | 2035 | 29.4779
| S46850 | Valve Non Return 1/4" | 2036 | 32.7161
| S63354 | Vent 1/4" | 2037 | 35.1062
| S62193 | T- Coupling | 2038 | 88.8449
| S59343 | T- Coupling | 2039 | 76.9201
| S62195 | Condensate Drain | 2040 | 91.235
| S59364 | Clamp For Pipes 14-16Mm | 2041 | 32.4334
| S35469 | Bolt M6X12 (10 Pcs.) | 2042 | 17.5531
| S58398 | Safety Pressure Relief Valve ½" | 2043 | 27.5247
| S55703 | Filling And Drain Cock ½" | 2044 | 38.4729
| S58767 | Flue Gas Pipe (2x) | 2045 | 29.0667
| S59291 | FLUE GAS EXHAUST LTV.60/100 | 2046 | 82.24
| S57163 | Screw Cap Measure Point Flue Gas Pipe (2 | 2047 | 12.336
| S62232 | Screw Cap Flue Gas Measure Point (5 Pcs. | 2048 | 18.8124
| S62233 | Plug For Air Inlet Measure Point (5 Pcs) | 2049 | 17.2704
| S62234 | Sealring 60Mm (5 Pcs.) | 2050 | 26.5224
| S62231 | Seal Ø 257Mm X 120Mm X 7Mm (5 Pcs.) | 2051 | 58.1077
| S62239 | Flexibel Tube Purge Valve | 2052 | 22.1791
| S44483 | Nut M 8 (10 Pcs.) | 2053 | 12.8243
| S62394 | Sealing Ring Syphon (10 Pcs.) | 2054 | 19.9432
| S58757 | Hairpin Spring 17Mm(10 Pcs.) | 2055 | 18.9409
| S62585 | Hairpin Spring (5 Pcs.) | 2056 | 13.9037
| S62586 | O-Ring Ø 9.19 X 2.62 (10 Pcs.) | 2057 | 16.5765
| S62528 | Adapter By-Pass | 2058 | 20.9198
| S62531 | Adapter By-Pass | 2059 | 17.6816
| S62433 | O-Ring Ø 12.5 X 2 (10 Pcs.) | 2060 | 11.1024
| S62532 | Valve Press Relief For R/F By-Pass | 2061 | 9.9459
| S100197 | Airvent Pump | 2062 | 46.3114
| S62527 | Tube Bypass | 2063 | 76.7916
| S100026 | Cap Airvent Pump(5 Pcs.) | 2064 | 8.6095
| S14254 | Sheet-Metal Screw 4,2X9,5 (20 Pcs.) | 2065 | 11.051
| S62719 | Gasket Between Front Plate And Mixing Ch | 2066 | 35.9286
| S100013 | Cover Gas/Air Chamber | 2067 | 99.6646
Aquanta 3 | S100011 | Fan Assembly 24V | 3001 | 265.4553
| S58683 | Venturi | 3002 | 76.072
| S58709 | Air Supply Silencer | 3003 | 48.7015
| S101038 | Piping Set Gas | 3004 | 97.9684
| S58685 | Gas Combination Block | 3005 | 138.266
| S45182 | Gasket For Flue Fan (10 Pcs.) | 3006 | 16.8335
| S58739 | O-Ring 63Ø X 3 (10 Pcs.) | 3007 | 14.7518
| S58762 | O-Ring 14.5Ø X 2 ( 10 Pcs.) | 3008 | 8.3525
| S56155 | Gasket 23.8Mm O/D X 17.2Mm I/D X 2Mm (20 | 3009 | 14.4691
| S46687 | Nut Flange M5 (10 Pcs.) | 3010 | 7.8385
| S59149 | Screw M6X12 (15 Pcs.) | 3011 | 10.9996
| S58757 | Hairpin Spring 17Mm(10 Pcs.) | 3012 | 18.9409
| S59308 | Gas Supply Pipe | 3013 | 54.4583
| S37365 | Clamp Ring 15Mm (10 Pcs.) | 3014 | 22.0506
| S58766 | Nut For 15Mm Copper Tail (10 Pcs.) | 3015 | 24.0038
| S59465 | Union Nut 3/4" (5 Pcs.) | 3016 | 111.024
| S100199 | Nut 1/2" X 8 (5 Pcs.) | 3017 | 33.41
Aquanta 4 | 7631143 | Control board Bic327 | 4001 | 382.3646
| S62407 | Display Print Board | 4002 | 148.5203
| S100012 | Transformer Ignition Incl. Electrode Ign | 4003 | 52.5051
| S100181 | Cable Set | 4004 | 179.5402
| S59367 | Screw Kb35X12 (10 Pcs.) | 4006 | 11.6421
| S62185 | Screw Kb30X8 (10 Pcs.) | 4007 | 8.5324
| S62229 | Controlpanel Front | 4008 | 108.0942
| S59360 | Controlpanel Back | 4009 | 68.0793
| S33974 | Screw M4 X 16 (10 Pcs.) | 4010 | 14.7518
| S62187 | Grommet Ø21 Blind (6 Pcs.) | 4011 | 17.5531
| S59378 | Rubber For Cables | 4012 | 19.3778
| S43561 | Fuse Glass 2 Amp Slow (10 Pcs.) | 4013 | 36.9309
| S14510 | Fuse 4 Amp Slow Acting (10 Pcs.) | 4013 | 35.3632
| S59379 | Rubber For Cables | 4014 | 19.3778
| S59372 | Cable Clamp | 4015 | 11.3594
| S62186 | Screw Kb30X16 (10 Pcs.) | 4016 | 14.1864
| S62192 | T Sensor Calorifier | 4017 | 98.5338
| S59365 | Pressure Gauge | 4018 | 30.1718
| S62379 | Cover Controller | 4019 | 28.5013
| S62184 | Fuse Holder | 4020 | 19.9432
| S14254 | Sheet-Metal Screw 4,2X9,5 (20 Pcs.) | 4021 | 11.051
| S100229 | Switch On/Off |  | 15.8569
Aquanta 5 | S58747 | Plate Heat Exchanger | 5001 | 125.0819
| S59132 | Actuator Three Way Valve | 5002 | 70.0582
| S62125 | Hydro Block Right | 5003 | 247.9022
| S100217 | Three-Way Valve | 5003 | 72.5768
| S62537 | Hydro Block Left | 5004 | 256.6145
| S63011 | Cartridge For Hydroblock 1-W | 5006 | 77.7682
| S58730 | O-Ring 17X4 (10 Pcs.) | 5007 | 11.7449
| S59131 | O-Ring (20 Pcs.) | 5008 | 15.5742
| S59135 | Hairpin Spring 15,2Mm (10 Pcs.) | 5009 | 13.4154
| S56155 | Gasket 23.8Mm O/D X 17.2Mm I/D X 2Mm (20 | 5010 | 14.4691
| S59141 | Screw M5X18 (15 Pcs.) | 5011 | 11.7449
| S59578 | Screw M5X8 (20 Pcs.) | 5012 | 12.0276
| S100032 | Filter System Or Plate X Primary Flow (5 | 5013 | 16.2938
| S59286 | Calorifier | 5014 | 1786.3813
| S62194 | T- Coupling | 5015 | 73.7076
| S56157 | Gasket Ø 18.3 X 12.7 X2 Mm. (10 Pcs.) | 5016 | 11.4108
| 7679241 | Pump Uper 15-30 (for sanitary use only) | 5017 | 283.7023
| S59315 | Return Pipe Sanitary | 5018 | 51.5285
| S59306 | Dhw Boiler - Calorifier Pipe | 5019 | 60.7805
| S59307 | Supply Pipe Sanitary | 5020 | 37.7533
| S59309 | Returnpipe Pump - Boiler Domestic Water | 5021 | 57.6965
| S59313 | PIPE CIRCULATION COLD WATER | 5022 | 74.016
| S59465 | Union Nut 3/4" (5 Pcs.) | 5024 | 111.024
| S58766 | Nut For 15Mm Copper Tail (10 Pcs.) | 5025 | 24.0038
| S56156 | Gasket Timer 30 X 21 X 3(10 Pcs.) | 5026 | 16.5765
| S37365 | Clamp Ring 15Mm (10 Pcs.) | 5027 | 22.0506
| S62156 | Union Nut 1" (5 Pcs.) | 5028 | 36.3655
| S62192 | T Sensor Calorifier | 5029 | 98.5338
| S59302 | Adjusting Foot | 5030 | 31.3026
| S59377 | Plug 3/4" | 5031 | 114.8276
| S62235 | Inspectionhatch Boiler | 5032 | 184.1662
| S62238 | Gasketring Boiler | 5033 | 17.2704
| S62237 | Brace Inspectionhatch Boiler | 5034 | 30.7372
| S62236 | Foam Lid Boiler | 5035 | 26.5224
| S62715 | Gasket Ø 14,5X8,5X2 (10 Pcs.) | 5036 | 20.0717
| S55703 | Filling And Drain Cock ½" | 5037 | 38.4729
| S44483 | Nut M 8 (10 Pcs.) | 5038 | 12.8243
Aquanta 9 | S59580 | BRUSCH |  | 58.853
| S62372 | TEMPERATURE SENSOR ZAF 250 G/T |  | 115.136
| S62373 | Flue Gas Switch + Holder |  | 216.4454
| S62379 | Cover Controller |  | 28.5013
| S62385 | SCHR.DRAAIER INBUS S=4 |  | 56.026

## CaloraTower
Calora Tower Gas 25 1
Producto | Referencia | Descripcion | Posicion | PVP
Calora Tower Gas 25 1 | 200018958 | Bottom plate. | 1001 | 49.5496
| 300024451 | Adjustable foot | 1002 | 1.1051
| 200020420 | FRAME TIGHT NOZZLE 80/125 | 1003 | 362.0102
| 95013180 | Sealing ring 9x2mm | 1004 | 6.5792
| S101669 | Adapter Set Fr/DE HC253 | 1005 | 167.3327
| 200018975 | Cover | 1006 | 43.947
| 300024870 | Seal cover-frame | 1007 | 11.0253
| 300024391 | Seal Casing Siphon | 1008 | 38.036
| 7649269 | Heat exchanger, 15-25 kW | 1009 | 747.4845
| S100911 | Air Supply Damper | 1010 | 22.3076
| S101005 | Sensor Temperature Hl | 1011 | 18.5297
| S101507 | Gas Combination Block with Throttle | 1012 | 120.7129
| S100890 | Electrode Ignition/Ionisation | 1013 | 40.4261
| S100854 | Flue Gas Exhaust Pipe Ø 80 (28Kw) | 1014 | 129.2967
| S101003 | Sensor Temperaturentc (2 Pcs.) | 1015 | 14.0065
| S100894 | Condensate Collector 253Mm | 1016 | 83.2423
| S100888 | Gasket Heatechanger-Condensate Collector | 1017 | 12.7729
| S100878 | Fan Assembly Rg118 - R19,5X1 | 1018 | 226.2885
| S100882 | Cover Gas/Air Chamber 220X84 Mm. | 1019 | 107.2461
| S101198 | Seal Ro. 83Mm With Valve (40kW) | 1020 | 25.2631
| S100572 | Transformer Ignition | 1022 | 40.4261
| S100850 | Cap Measure Point Flue Gas Pipe | 1023 | 25.957
| S100879 | Burner 28 kW 198 mm | 1024 | 87.1744
| 300024610 | Syphon | 1025 | 18.247
| S100906 | Sealing Ring Siphon | 1026 | 11.9762
Calora Tower Gas 25 2 | 300026383 | Flow pipe heat exchanger (before 1 oct. | 2001 | 30.8914
| 7691421 | Pipeflow heat exchanger (after 1 oct. 20 | 2001 | 45.9002
| 300026381 | Return pipe heat exchanger (before 1 oct | 2004 | 12.6701
| 7691423 | Pipe return heat exchanger (after 1 oct. | 2004 | 36.7767
| 300024415 | Distributing pipe | 2005 | 27.3705
| 94902000 | Valve drain 1/4" | 2006 | 5.6797
| S100835 | Hairpin Spring 16 Mm. (10 Pcs.) | 2007 | 19.5063
| 200022010 | Safety pressure relief valve pipe 3.5 ba | 2008 | 20.0717
| S59597 | O-Ring 18Ø X 2.8 (10 Pcs.) | 2009 | 11.7449
| 300024413 | Gaspipe G1/2". | 2010 | 38.67
| 300024447 | Pump support | 2011 | 5.6797
| S59141 | Screw M5X18 (15 Pcs.) | 2012 | 11.7449
| S100822 | Hydroblock Right + Actuator + Pressure S | 2013 | 154.2771
| S100823 | Actuator With Three-Way-Valve | 2014 | 78.7448
| S100821 | Pressure Sensor | 2015 | 25.4173
| S100832 | Clip 26 With Handle (10 Pcs.) | 2016 | 14.8803
| S100703 | PUMP A | 2017 | 294.4449
| S100827 | Connection Piece Hydroblock 2S | 2018 | 90.1299
| S100813 | Clip 26 (20 Pcs.) | 2019 | 14.4691
| S100815 | O-Ring 76X4 (5 Pcs.) | 2020 | 21.2025
| S100810 | C-Ring 25,2X17Mm. (20 Pcs.) | 2021 | 18.8124
| 300025159 | Returnpipe under pump | 2022 | 49.5496
| S100816 | O-Ring 22X2.5 (10 Pcs.) | 2023 | 15.7284
| 300025174 | Pipe bracket | 2024 | 6.6049
| 300025173 | Plug. | 2025 | 5.911
| 300025162 | Pipe return pump - heatexchanger | 2026 | 50.5262
| 94950154 | Plug G1". | 2027 | 6.5792
| 300000021 | Plug G 3/4". | 2028 | 3.0326
| 97581251 | Expansionvessel 12L | 2029 | 126.187
| 300024509 | JUNCTION 1/2'' | 2030 | 17.6816
| S100814 | Clip 10,3 (5 Pcs.) | 2031 | 9.4833
| 300024428 | Flexible pipe expansion Vessel. | 2032 | 15.5742
| S100825 | Screw K50X12 (20 Pcs.) | 2033 | 12.6701
| S100837 | Plug (10 Pcs.) | 2034 | 24.0038
| S59586 | Hairpin Spring 18 Mm (10 Pcs.) | 2036 | 19.6605
| 7691445 | O-ring 18x2,8 (10 Pcs.) | 2037 | 13.9551
| 94908643 | MOTOR 230V-120S VC6982ZZ29 |  | 143.7401
Calora Tower Gas 25 3 | 300025178 | Control Panel. | 3001 | 22.3076
| S100859 | Display Print | 3002 | 157.4896
| S100852 | Protection Cover | 3003 | 23.0272
| 200019769 | Screw Ejot KB35x10 (10x). | 3004 | 11.9505
| 300024464 | Hook control panel. | 3005 | 5.911
| 300025092 | Cover electronic boards. | 3008 | 19.789
| 200018121 | Primary controller PCU-192. | 3009 | 262.3456
| 300025621 | Connector 2Pins OT (Green). | 3010 | 5.911
| 200018713 | Secondary control unit slave 191. | 3011 | 98.4053
| 300026390 | Cable main input 230V. | 3012 | 13.9037
| 300024878 | Cable PCU switch 230V. | 3013 | 10.4085
| 300024880 | Harness 230V. | 3014 | 32.5619
| 300024881 | Cable three way valve. | 3015 | 8.9693
| 300024882 | Cable pump. | 3016 | 13.878
| 300024883 | Cable harness 24V. | 3017 | 49.7038
| 300024885 | Cable flat 10P. | 3018 | 8.9693
| 300024884 | Cable bus interface | 3020 | 7.6586
| 7602482 | Board Print, Storage Unit Parameter Psu0 | 3021 | 25.1346
| S103300 | PCB Su-01 | 3037 | 67.1027
| S101681 | Cable SCU 230V |  | 10.6912
Calora Tower Gas 25 4 | 200019180 | Frontpanel 2 modules. | 4001 | 49.2669
| 200019786 | Set springs front panel(10x). | 4002 | 14.4691
| 200019179 | Side Panel. | 4003 | 43.947
| 200019851 | Door complete white. | 4004 | 117.2177
| 300024448 | Coverplate. | 4005 | 30.1718
| 200020598 | Lighting Unit. | 4006 | 156.9499
Tank 100 HL | 200019498 | Trap Assy T.A.S. + Tubesensor D=112 | 2 | 118.3228
| 200011817 | Anode | 3 | 51.5285
| 7687067 | Set seal 7mm | 4 | 21.0483
| 95362447 | Sensor KVT 60 2m. | 5 | 20.4829
| 300008957 | Conn RAST 2Pts S.ECS | 6 | 1.9018
| 95362441 | Temperature sensor T7335D1016. | 7 | 6.5792
| 300024887 | Cable DHW Sensor | 8 | 6.939
| 200011579 | Connector TA L=2500mm | 9 | 12.4388
| 300024943 | Insulation flange | 10 | 6.2708
| 300024957 | Plate Heatexchanger/Regulation | 11 | 14.0322
| 300024956 | Plate heat exchanger E6THx18 G3/4" | 12 | 175.1969
| 300024451 | Adjustable foot | 13 | 1.1051
| 200019651 | Set with screws for hotwater vessel | 14 | 12.4645
| 200019652 | Set Gaskets | 15 | 29.6064
| 300024986 | Pump Sanitary ZRS 15/4-3 KU. | 16 | 184.1662
| 300025672 | Pipe DHW | 17 | 12.2075
| 300008956 | Conn RAST 5 2pts TA | 19 | 1.8504
| 94902073 | Valve drain 1/2"without gasket | 20 | 8.7894
| 94950143 | Plug F 3/4" | 22 | 5.911
| 300024958 | Pipe plate heatexchanger left. | 23 | 37.3421
| 300024960 | Pipe plate heat exchanger right | 24 | 34.2581
| 300024961 | Pipe plate heat exchanger | 25 | 23.5926
| 300027740 | Pipe plastic 22x19mm L=530mm | 26 | 2.8013
| 95320562 | Grommet DA 300x350x10mm | 27 | 5.911
| 300024993 | Filter 3/4" | 29 | 10.2286
| 200019882 | DIAPHGRAGM D6.2 + Gaskets | 30 | 10.2543
| 300025671 | Pipe purgation. | 31 | 18.5297
| 94902000 | Valve drain 1/4" | 32 | 5.6797
| 122846 | VALVE ONE WAY | 33 | 12.79
| 200019180 | Frontpanel 2 modules. | 35 | 49.2669
| 300024461 | Side panel 555. | 36 | 30.8914
| 300024983 | Rear Panel 100 | 37 | 47.031
Tank 160SL | 89490548 | Trap enamelled MT. | 2 | 18.247
| 200011817 | Anode | 3 | 51.5285
| 7687067 | Set seal 7mm | 4 | 21.0483
| 300008957 | Conn RAST 2Pts S.ECS | 5 | 1.9018
| 200011579 | Connector TA L=2500mm | 6 | 12.4388
| 300024943 | Insulation flange | 7 | 6.2708
| 95362448 | KVT-sensor | 8 | 26.2397
| 300008956 | Conn RAST 5 2pts TA | 9 | 1.8504
| 300024941 | Pipe DHW. | 10 | 11.3594
| 300024942 | Pipe DCW. | 11 | 10.9739
| 200019243 | Front Panel 3 modules complete | 12 | 68.6447
| 300024462 | Side panel 834. | 13 | 40.0149
| 300024982 | Rear panel 160 | 14 | 60.3693
| 94902073 | Valve drain 1/2"without gasket | 15 | 8.7894
| 300024451 | Adjustable foot | 16 | 1.1051
| 94950143 | Plug F 3/4" | 17 | 5.911
| 200019651 | Set with screws for hotwater vessel | 18 | 12.4645
| 200019652 | Set Gaskets | 19 | 29.6064
Tank 220 SHL | 89530517 | Trap enamelled ST 75 | 1001 | 44.0755
| 200011817 | Anode | 1002 | 51.5285
| 7687067 | Set seal 7mm | 1003 | 21.0483
| 300008957 | Conn RAST 2Pts S.ECS | 1004 | 1.9018
| 95362441 | Temperature sensor T7335D1016. | 1005 | 6.5792
| 300024887 | Cable DHW Sensor | 1006 | 6.939
| 200011579 | Connector TA L=2500mm | 1007 | 12.4388
| 300025713 | Tank sensor 5M with Edge Connector | 1008 | 25.957
| 95320186 | Cable clamp PA 268/RO | 1009 | 6.5792
| 300024956 | Plate heat exchanger E6THx18 G3/4" | 1010 | 175.1969
| 300024957 | Plate Heatexchanger/Regulation | 1011 | 14.0322
| 300024961 | Pipe plate heat exchanger | 1012 | 23.5926
| 300025422 | Location Plate Solar Pipes. | 1013 | 9.3034
| 300025673 | Plate regulation protection. | 1014 | 5.14
| 300019797 | Pump St 15/6-130 6H. | 1015 | 192.5958
| 300025671 | Pipe purgation. | 1016 | 18.5297
| 300024958 | Pipe plate heatexchanger left. | 1017 | 37.3421
| 300024979 | Pipe domestic hot water/ mixing valve. | 1018 | 39.7322
| 300024986 | Pump Sanitary ZRS 15/4-3 KU. | 1019 | 184.1662
| 94902000 | Valve drain 1/4" | 1020 | 5.6797
| 200021528 | One way Valve. | 1021 | 7.2474
| 200019882 | DIAPHGRAGM D6.2 + Gaskets | 1024 | 10.2543
| 300024959 | Pipe plate heat exchanger right. | 1025 | 19.3778
| 300024943 | Insulation flange | 1026 | 6.2708
| 300024978 | Pipe Domestic cold water/ mixing valve. | 1027 | 41.5569
| 94902073 | Valve drain 1/2"without gasket | 1028 | 8.7894
| 94914302 | Non Return valve CV18/dn15. | 1029 | 4.7545
| 200019180 | Frontpanel 2 modules. | 1030 | 49.2669
| 300024980 | Pipe mixing valve. | 1031 | 26.6766
| 300024463 | Side panel 1113 white | 1032 | 48.1361
| 300024981 | Rear panel 220 | 1033 | 68.4905
| 300024451 | Adjustable foot | 1034 | 1.1051
| 300024969 | Automatic vent. | 1035 | 99.0992
| 94950143 | Plug F 3/4" | 1036 | 5.911
| 300024970 | Drain cock. | 1037 | 70.4694
| 300024971 | Solar return unit. | 1038 | 158.055
| 300024997 | Pipe connection Expansion Vessel. | 1039 | 22.3076
| 300024972 | Pipe flow Solar. | 1040 | 52.3509
| 300024974 | Pipe return Solar. | 1041 | 43.2274
| 300025449 | Hose ribbed DN22 3/4" L=990mm. | 1042 | 5.8339
| 200021489 | Thermostatic mixing valve | 1043 | 162.424
| 300024977 | Bracket for two pipes D18-D20. | 1044 | 9.2006
| 300024976 | Hose ribbed 1/2" LG1000mm. | 1045 | 33.41
| 115821 | Plug G1/2" | 1046 | 4.6003
| 7630422 | Sol plus Controller | 1047 | 665.63
| 300019281 | Can Glycol 2.5L. | 1048 | 18.6068
| 200019651 | Set with screws for hotwater vessel | 1049 | 12.4645
| 200019652 | Set Gaskets | 1050 | 29.6064
| 300023163 | Insulation disk | 1051 | 8.5838
| 200022319 | Valve draining/filling + pipe | 1052 | 125.2104
| 300025677 | Pipe flow break 18 x 102 mm red | 1053 | 7.0675
| 300025680 | Pipe plastic yellow 18 x 435 mm | 1054 | 8.7894
| 300025682 | Pipe plastic purple 18 x 1025mm | 1055 | 16.9877
Calora Tower Gas 35S 1 | 200018958 | Bottom plate. | 1001 | 49.5496
| 300024451 | Adjustable foot | 1002 | 1.1051
| 95013180 | Sealing ring 9x2mm | 1004 | 6.5792
| S101669 | Adapter Set Fr/DE HC253 | 1005 | 167.3327
| 200018975 | Cover | 1006 | 43.947
| 300024870 | Seal cover-frame | 1007 | 11.0253
| 300024391 | Seal Casing Siphon | 1008 | 38.036
| 7649272 | Heat Exchanger 35kW | 1009 | 843.4997
| S101255 | Air Supply Damper 40kW till serial numb | 1010 | 26.3939
| S101005 | Sensor Temperature Hl | 1011 | 18.5297
| S101507 | Gas Combination Block with Throttle | 1012 | 120.7129
| S100890 | Electrode Ignition/Ionisation | 1013 | 40.4261
| S101199 | Flue Gas Exhaust Pipe Ø 80 (40Kw) | 1014 | 106.398
| S101003 | Sensor Temperaturentc (2 Pcs.) | 1015 | 14.0065
| S101181 | Condensate Collector 338Mm | 1016 | 68.9274
| S101179 | Gasket Heatechanger-Condensate Collector | 1017 | 10.2286
| S101184 | Fan Assembly Rg118 - R21,5X1 (40Kw) | 1018 | 274.1419
| S101185 | Cover Gas/Air Chamber 306X99 Mm. | 1019 | 160.4451
| S101198 | Seal Ro. 83Mm With Valve (40kW) | 1020 | 25.2631
| S100572 | Transformer Ignition | 1022 | 40.4261
| S100850 | Cap Measure Point Flue Gas Pipe | 1023 | 25.957
| S101524 | Burner 40 kW 284 mm | 1024 | 128.4486
| 300024610 | Syphon | 1025 | 18.247
| S100906 | Sealing Ring Siphon | 1026 | 11.9762
Calora Tower Gas 35S 2 | 300026383 | Flow pipe heat exchanger (before 1 oct. | 2001 | 30.8914
| 7691421 | Pipeflow heat exchanger (after 1 oct. 20 | 2001 | 45.9002
| 300026381 | Return pipe heat exchanger (before 1 oct | 2004 | 12.6701
| 7691423 | Pipe return heat exchanger (after 1 oct. | 2004 | 36.7767
| 300024415 | Distributing pipe | 2005 | 27.3705
| 94902000 | Valve drain 1/4" | 2006 | 5.6797
| S100835 | Hairpin Spring 16 Mm. (10 Pcs.) | 2007 | 19.5063
| S100829 | Safety Pressure Relief Valve With Pipe | 2008 | 60.4978
| S59597 | O-Ring 18Ø X 2.8 (10 Pcs.) | 2009 | 11.7449
| 300024413 | Gaspipe G1/2". | 2010 | 38.67
| 300024447 | Pump support | 2011 | 5.6797
| S59141 | Screw M5X18 (15 Pcs.) | 2012 | 11.7449
| S100822 | Hydroblock Right + Actuator + Pressure S | 2013 | 154.2771
| S100823 | Actuator With Three-Way-Valve | 2014 | 78.7448
| S100821 | Pressure Sensor | 2015 | 25.4173
| S100832 | Clip 26 With Handle (10 Pcs.) | 2016 | 14.8803
| S100703 | PUMP A | 2017 | 294.4449
| S100827 | Connection Piece Hydroblock 2S | 2018 | 90.1299
| S100813 | Clip 26 (20 Pcs.) | 2019 | 14.4691
| S100815 | O-Ring 76X4 (5 Pcs.) | 2020 | 21.2025
| S100810 | C-Ring 25,2X17Mm. (20 Pcs.) | 2021 | 18.8124
| 300025159 | Returnpipe under pump | 2022 | 49.5496
| S100816 | O-Ring 22X2.5 (10 Pcs.) | 2023 | 15.7284
| 300025174 | Pipe bracket | 2024 | 6.6049
| 300025173 | Plug. | 2025 | 5.911
| 300025162 | Pipe return pump - heatexchanger | 2026 | 50.5262
| 94950154 | Plug G1". | 2027 | 6.5792
| 300000021 | Plug G 3/4". | 2028 | 3.0326
| S100925 | Expansion Vessel | 2029 | 184.3204
| 300024507 | Junction 3/8". | 2030 | 15.7284
| S100814 | Clip 10,3 (5 Pcs.) | 2031 | 9.4833
| 300024428 | Flexible pipe expansion Vessel. | 2032 | 15.5742
| S100825 | Screw K50X12 (20 Pcs.) | 2033 | 12.6701
| S100837 | Plug (10 Pcs.) | 2034 | 24.0038
| S59586 | Hairpin Spring 18 Mm (10 Pcs.) | 2036 | 19.6605
| 7691445 | O-ring 18x2,8 (10 Pcs.) | 2037 | 13.9551
| 94908643 | MOTOR 230V-120S VC6982ZZ29 |  | 143.7401
Calora Tower Gas 35S 3 | 300025178 | Control Panel. | 3001 | 22.3076
| S100859 | Display Print | 3002 | 157.4896
| S100852 | Protection Cover | 3003 | 23.0272
| 200019769 | Screw Ejot KB35x10 (10x). | 3004 | 11.9505
| 300024464 | Hook control panel. | 3005 | 5.911
| 300025092 | Cover electronic boards. | 3008 | 19.789
| 200018121 | Primary controller PCU-192. | 3009 | 262.3456
| 300025621 | Connector 2Pins OT (Green). | 3010 | 5.911
| 200018713 | Secondary control unit slave 191. | 3011 | 98.4053
| 300026390 | Cable main input 230V. | 3012 | 13.9037
| 300024878 | Cable PCU switch 230V. | 3013 | 10.4085
| 300024880 | Harness 230V. | 3014 | 32.5619
| 300024881 | Cable three way valve. | 3015 | 8.9693
| 300024882 | Cable pump. | 3016 | 13.878
| 300024883 | Cable harness 24V. | 3017 | 49.7038
| 300024885 | Cable flat 10P. | 3018 | 8.9693
| 300024884 | Cable bus interface | 3020 | 7.6586
| S103300 | PCB Su-01 | 3021 | 67.1027
| 7602372 | Board Print, Storage Unit Parameter Psu0 | 3037 | 24.8519
| S101681 | Cable SCU 230V |  | 10.6912
Calora Tower Gas 35S 4 | 200019180 | Frontpanel 2 modules. | 4001 | 49.2669
| 200019786 | Set springs front panel(10x). | 4002 | 14.4691
| 200019179 | Side Panel. | 4003 | 43.947
| 200019851 | Door complete white. | 4004 | 117.2177
| 300024448 | Coverplate. | 4005 | 30.1718
| 200020598 | Lighting Unit. | 4006 | 156.9499

## Gas210Eco
Gas 210
Producto | Referencia | Descripcion | Posicion | PVP
Gas 210 | S54802 | Display Print Board | 2 | 127.0351
| S57953 | Dust Cap For Pc/Pda Connection (5 Pcs.) | 3 | 17.5531
| 53578 | Cover Instrumenten Panel | 3 | 129.1425
| 56113 | Instrument Panel Support | 4 | 54.0471
| S59444 | Control Box Mcba 1463D Rev. 8.0 | 5 | 991.1719
| S6778 | Fuse Glass 6,30 Amp Slow (10 Pcs.) | 5 | 30.6087
| S55152 | Transformer (24V Control Supply) Ckz0501 | 6 | 320.0421
| 57307 | Sealing Ring (2-Lips) Ø 150 Mm. | 8 | 7.4273
| 53561 | Flue Gas Exhaust Plate Alu Ø 150 Mm Incl | 9 | 62.8879
| 57306 | Flue Gas Pipe Alu Ø 150 Mm Incl. Measure | 9 | 53.8929
| 53562 | Sealing Spigot For Mounting Clip Ø 150 M | 10 | 10.4342
| 55210 | Air Inlet Basket | 11 | 52.9163
| S100291 | Neoprene Gasket Strip 20X6 Mm (10 Metre) | 12 | 47.031
| 59127 | Identification Plate | 13 | 33.6927
| 44091 | Grommet Ø 60 Mm | 15 | 6.0909
| 55125 | Grommet Feedthrough Ø 60 Mm. | 16 | 2.6985
| 51231 | Badge "Remeha" | 17 | 16.5765
| S62288 | Tulle For Flue Gas Pipe | 18 | 9.2006
| S49297 | Sensor Flue Gas Temperature Ntc 12Kohm 3 | 19 | 49.2669
| 55133 | Flue Gas Pipe Alu Ø 80/150 Mm 80 Kw | 20 | 227.5478
| 55134 | Flue Gas Pipe Alu Ø 100/150 Mm 120 Kw | 20 | 239.3441
| 54025 | Flue Gas Pipe Alu Ø 150 Mm 160 Kw | 20 | 124.645
| S100419 | Casing Panel Handle | 21 | 23.8753
| 57308 | Plug Alum. Ø 60 Mm | 22 | 28.3471
| S101206 | Flue gas renovation set 80 kW | 23 | 439.6499
| S101207 | Flue gas renovation set 120 kW | 23 | 385.3201
| S101208 | Flue gas renovation set 160 kW | 23 | 366.9446
| S52481 | End Section Left | 25 | 1727.9909
| S57040 | Set Plugs 5 Pieces For Heat Exchanger | 25 | 28.2186
| S52482 | Intermediate Section | 26 | 1791.3157
| S100643 | Silicone Sealant Rtv 106 | 27 | 32.2792
| S100543 | Dowel Ø 8 X 20 (10 Pcs.) | 28 | 17.2704
| S35458 | Gasket For Inspection Glass (5 Pcs.) | 29 | 11.822
| S45004 | Glass Inspection C/W Gasket 32X32X3Mm An | 30 | 28.5013
| S54822 | Mounting Frame (For Inspection Glass) | 31 | 10.3828
| S100535 | Screw 7985 M4X8 (10 Pcs.) | 32 | 13.0042
| S52480 | End Section Right | 33 | 3813.5202
| S41601 | Air Bleed 1/8" | 34 | 15.4457
| S100544 | O-Ring 50, 17X5,33 (10 Pcs.) | 35 | 19.2236
| S58243 | Flow Connection Piece Gas 210 Eco | 36 | 497.4749
| S44698 | Sensor Temperature (Flow And Return) El | 37 | 26.2397
| S100550 | O-Ring 37,69X3,53 (10 Pcs.) | 38 | 22.1791
| S100557 | Return Water Distribution Pipe 3 Sect. - | 39 | 75.7893
| S100558 | Return Water Distribution Pipe 4 Sect. - | 39 | 77.0743
| S100559 | Return Water Distribution Pipe 5 Sect. - | 39 | 77.7682
| S100560 | Return Water Distribution Pipe 6 Sect. - | 39 | 78.899
| S53553 | Burner For 3 Sections - 80 Kw | 40 | 471.6464
| S53554 | Burner For 4 Sections - 120 Kw | 40 | 633.505
| S53555 | Burner For 5 Sections - 160 Kw | 40 | 783.4131
| S57988 | Burner For 6 Sections - 200 Kw | 40 | 1036.9436
| S100551 | Gasket For Burner (1 Pcs.) | 41 | 28.5013
| 55120 | Mixing Tube | 42 | 98.688
| 55128 | O-Ring 72,63 X 3,53 | 42 | 2.1074
| 55122 | Mixing Piece Above - 80 Kw | 42 | 255.201
| S59650 | Gasket Fan | 43 | 16.4223
| S53556 | Fan Ebm G1G170 | 44 | 1273.6149
| S100305 | O-Ring 110X3,5 Mm (10 Pcs.) | 45 | 25.4173
| S59171 | Lubricant For Ims - Gas 210 Eco | 46 | 26.1112
| S58116 | Print Ims | 46 | 229.6552
| S53566 | Service Set Ims Complete 80 Kw | 46 | 1760.9897
| S53567 | Service Set Ims Complete 120, 160 And 20 | 46 | 1997.0956
| 46046 | Gasket Ø 44X33X2 | 47 | 2.4415
| 58088 | Gas Supply Pipe 1" | 48 | 46.5941
| 56036 | Gas Supply Pipe 3/4" - 80 Kw | 48 | 43.6643
| 55168 | Gasnut Nr. 310 ¾" | 49 | 2.3387
| S58262 | Gasfilter For Gasmultiblock Cg20, Gas 21 | 50 | 63.8645
| S62930 | Gas Multi Block Cg20R-R03Gh5- 120, 160 E | 50 | 1607.8434
| S53571 | Gasbloc Vr8615Vb1002 - 80 Kw | 50 | 353.1694
| 54022 | Gas Supply Pipe 5/4" X 3/4" - 80 Kw | 51 | 93.4966
| 55698 | Pressure Differential Switch Mounting Pl | 52 | 20.7656
| 53931 | Mounting Ring Huba | 53 | 1.0023
| S53568 | Pressure Differential Switch Huba 605.99 | 54 | 165.2253
| S45968 | Air-Press. Differential Switch Huba 605. | 54 | 187.1217
| S100582 | Connection Piece Return | 56 | 331.5557
| S100532 | Plug 3/8" | 57 | 12.6701
| S55703 | Filling And Drain Cock ½" | 58 | 38.4729
| S101368 | Sealing Silicon Red Ø 7 Mm (5M) | 59 | 42.8162
| S100545 | Frontplate Heatexchanger - 80 Kw | 60 | 139.1141
| S100546 | Frontplate Heatexchanger - 120 Kw | 60 | 152.7351
| S100547 | Frontplate Heatexchander - 160 Kw | 60 | 176.302
| S100548 | Frontplate Heatexchander - 200 Kw | 60 | 199.7404
| 7664004 | Insulation Front Plate Heat Exchanger 3 | 60 | 49.2669
| 7664005 | Insulation Front Plate Heat Exchanger 4 | 60 | 64.0187
| 7664006 | Insulation Front Plate Heat Exchanger 5 | 60 | 71.7287
| 7664007 | Insulation Front Plate Heat Exchanger 6 | 60 | 89.5645
| S100549 | Stud M8X20Mm (25 Pcs.) | 61 | 19.789
| S100556 | Nut M 8 (25 Pcs.) | 62 | 38.6014
| S100561 | Tie Rod M08 Set Gas 210 - 3 Sections | 63 | 92.3658
| S100562 | Tie Rod M08 Set Gas 210 - 4 Sections | 63 | 99.9473
| S100563 | Tie Rod M08 Set Gas 210 - 5 Sections | 63 | 108.5054
| S100564 | Tie Rod M08 Set Gas 210 - 6 Sections | 63 | 125.3646
| S100088 | Washer Ø 8,4Mm (25 Pcs.) | 64 | 12.6187
| S100538 | Spring Washer Ø 20 X 8,2 X 1,0 (20 Pcs.) | 65 | 15.163
| S59818 | Nut M 8 (20 Pcs.) | 66 | 16.705
| S44483 | Nut M 8 (10 Pcs.) | 66 | 12.8243
| S53489 | Gasket For Electrode (10 Pcs.) | 67 | 14.0065
| S53564 | Ignition Electrode | 68 | 31.7138
| S56002 | Ignition Cable Complete | 69 | 65.9719
| S55144 | Casing Front | 70 | 544.5059
| S100542 | Frame Bottom (Polyester) | 71 | 919.5974
| S15524 | Bolt M 8 X 16 (10 Pcs.) | 72 | 16.705
| 51174 | Bolt M 8 X 70 | 73 | 0.6425
| S100552 | Siphon Model "P" Ø 32 | 74 | 52.2224
| 55136 | Mounting Bracket | 75 | 4.9344
| S100536 | Pipe Pvc | 76 | 29.6064
| 55683 | Mounting Stirrup | 77 | 12.3617
| 57048 | Flue Gas Discharge Pipe | 78 | 744.4005
| 57614 | Flow Water Distribution Pipe Gas 210 Eco | 79 | 85.4782
| S100565 | Bushing 241 1.1/2X5/4 | 80 | 22.4618
| S52484 | CLEANING KNIFE L=360MM |  | 13.9808
| S55561 | Maintenance Kit (Different Gaskets And E |  | 141.2215
| S58286 | CLEANING KNIFE |  | 19.9175
| S100633 | Heat Exchanger 80 Kw |  | 4562.9836
| S100634 | Heat Exchanger 120 Kw |  | 5843.7431
| S100635 | Heat Exchanger 160 Kw |  | 7121.2901
| S100636 | Heat Exchanger 200 Kw |  | 8411.0446
| 53822 | Cover Plate Condensate Collector |  | 20.2259
| S55166 | PRINT INT.TEM4SW2.5 |  | 318.423
| S14510 | Fuse 4 Amp Slow Acting (10 Pcs.) |  | 35.3632
| S43562 | Fuse Glass 3,15 Amp Slow (10 Pcs.) |  | 32.5619
| S43563 | Fuse Glass 2 Amp Fast (10 Pcs.) |  | 27.0878
| S55048 | Cable For Gasbloc 80 Kw |  | 84.6558
| S55049 | Cable (E25) For Gasbloc 120, 160, 200 Kw |  | 28.3471
| S56003 | Flat Cable Disp/Tem/Am3 |  | 68.9274
| S58276 | Sensor Cable Harnas |  | 18.247
| S59996 | Cable Ims |  | 36.9309
| S59997 | Cable Ventilator |  | 25.957
| S59998 | Flat Cable Tem/Am3 |  | 31.3026
| S59999 | Flat Cable Display |  | 20.7656
Gas 210 V2 1
Gas 210 V2 1 | S55144 | Casing Front | 1001 | 544.5059
| S59455 | Casing Back | 1002 | 464.2191
| 55210 | Air Inlet Basket | 1003 | 52.9163
| S100419 | Casing Panel Handle | 1004 | 23.8753
| 55683 | Mounting Stirrup | 1005 | 12.3617
| 53562 | Sealing Spigot For Mounting Clip Ø 150 M | 1006 | 10.4342
| S100291 | Neoprene Gasket Strip 20X6 Mm (10 Metre) | 1007 | 47.031
| 44091 | Grommet Ø 60 Mm | 1008 | 6.0909
| 55125 | Grommet Feedthrough Ø 60 Mm. | 1009 | 2.6985
| S55561 | Maintenance Kit (Different Gaskets And E |  | 141.2215
Gas 210 V2 2 | S52481 | End Section Left | 2001 | 1727.9909
| S52482 | Intermediate Section | 2002 | 1791.3157
| S62173 | End Section Right | 2003 | 2413.5898
| S44698 | Sensor Temperature (Flow And Return) El | 2004 | 26.2397
| S53564 | Ignition Electrode | 2005 | 31.7138
| S35458 | Gasket For Inspection Glass (5 Pcs.) | 2006 | 11.822
| S45004 | Glass Inspection C/W Gasket 32X32X3Mm An | 2007 | 28.5013
| S100535 | Screw 7985 M4X8 (10 Pcs.) | 2008 | 13.0042
| S53489 | Gasket For Electrode (10 Pcs.) | 2012 | 14.0065
| S100550 | O-Ring 37,69X3,53 (10 Pcs.) | 2013 | 22.1791
| S100557 | Return Water Distribution Pipe 3 Sect. - | 2014 | 75.7893
| S100558 | Return Water Distribution Pipe 4 Sect. - | 2014 | 77.0743
| S100559 | Return Water Distribution Pipe 5 Sect. - | 2014 | 77.7682
| S100560 | Return Water Distribution Pipe 6 Sect. - | 2014 | 78.899
| S100582 | Connection Piece Return | 2015 | 331.5557
| S55703 | Filling And Drain Cock ½" | 2016 | 38.4729
| S101368 | Sealing Silicon Red Ø 7 Mm (5M) | 2017 | 42.8162
| S100545 | Frontplate Heatexchanger - 80 Kw | 2018 | 139.1141
| S100546 | Frontplate Heatexchanger - 120 Kw | 2018 | 152.7351
| S100547 | Frontplate Heatexchander - 160 Kw | 2018 | 176.302
| S100548 | Frontplate Heatexchander - 200 Kw | 2018 | 199.7404
| 7664004 | Insulation Front Plate Heat Exchanger 3 | 2018 | 49.2669
| 7664005 | Insulation Front Plate Heat Exchanger 4 | 2018 | 64.0187
| 7664006 | Insulation Front Plate Heat Exchanger 5 | 2018 | 71.7287
| 7664007 | Insulation Front Plate Heat Exchanger 6 | 2018 | 89.5645
| S100556 | Nut M 8 (25 Pcs.) | 2019 | 38.6014
| S54822 | Mounting Frame (For Inspection Glass) | 2020 | 10.3828
| S100549 | Stud M8X20Mm (25 Pcs.) | 2020 | 19.789
| S100561 | Tie Rod M08 Set Gas 210 - 3 Sections | 2021 | 92.3658
| S100562 | Tie Rod M08 Set Gas 210 - 4 Sections | 2021 | 99.9473
| S100563 | Tie Rod M08 Set Gas 210 - 5 Sections | 2021 | 108.5054
| S100564 | Tie Rod M08 Set Gas 210 - 6 Sections | 2021 | 125.3646
| S44483 | Nut M 8 (10 Pcs.) | 2022 | 12.8243
| S100088 | Washer Ø 8,4Mm (25 Pcs.) | 2023 | 12.6187
| S100538 | Spring Washer Ø 20 X 8,2 X 1,0 (20 Pcs.) | 2024 | 15.163
| S100643 | Silicone Sealant Rtv 106 | 2025 | 32.2792
| 57307 | Sealing Ring (2-Lips) Ø 150 Mm. | 2028 | 7.4273
| S49297 | Sensor Flue Gas Temperature Ntc 12Kohm 3 | 2029 | 49.2669
| S62288 | Tulle For Flue Gas Pipe | 2030 | 9.2006
| S59452 | Flue Gas Pipe Ø 150 160 Kw | 2031 | 182.0588
| S59680 | Flue Gas Pipe Ø 80 80 Kw | 2031 | 89.9757
| S59681 | Flue Gas Pipe Ø 100 120 Kw | 2031 | 98.9707
| S101206 | Flue gas renovation set 80 kW | 2031 | 439.6499
| S101207 | Flue gas renovation set 120 kW | 2031 | 385.3201
| S101208 | Flue gas renovation set 160 kW | 2031 | 366.9446
| S62122 | Sealant Cap 60 Mm | 2032 | 28.9125
| S101206 | Flue gas renovation set 80 kW | 2033 | 439.6499
| S101207 | Flue gas renovation set 120 kW | 2033 | 385.3201
| S59449 | Coverplate Condensate Collector 160 Kw | 2033 | 262.911
| 57048 | Flue Gas Discharge Pipe | 2034 | 744.4005
| S59672 | Ignition Cable Complete | 2035 | 62.8879
| 51174 | Bolt M 8 X 70 | 2036 | 0.6425
| S15524 | Bolt M 8 X 16 (10 Pcs.) | 2037 | 16.705
| S100291 | Neoprene Gasket Strip 20X6 Mm (10 Metre) | 2038 | 47.031
| S100542 | Frame Bottom (Polyester) | 2039 | 919.5974
| 55136 | Mounting Bracket | 2040 | 4.9344
| S100536 | Pipe Pvc | 2041 | 29.6064
| S100552 | Siphon Model "P" Ø 32 | 2042 | 52.2224
| S100532 | Plug 3/8" | 2044 | 12.6701
| S100567 | Flow Water Distribution Pipe Gas 210 Eco | 2045 | 113.5683
| S41601 | Air Bleed 1/8" | 2046 | 15.4457
| 57306 | Flue Gas Pipe Alu Ø 150 Mm Incl. Measure | 2047 | 53.8929
| S59450 | Flue Gas Exhaust 80/150 Mm 80Kw | 2047 | 51.657
| S59451 | Flue Gas Exhaust 100/150 Mm 120Kw | 2047 | 56.0003
| S59453 | Flue Gas Exhaust 150 Mm 160Kw | 2047 | 56.7199
| 53562 | Sealing Spigot For Mounting Clip Ø 150 M | 2048 | 10.4342
| S100544 | O-Ring 50, 17X5,33 (10 Pcs.) | 2050 | 19.2236
| S100565 | Bushing 241 1.1/2X5/4 | 2051 | 22.4618
| S100543 | Dowel Ø 8 X 20 (10 Pcs.) |  | 17.2704
| S52484 | CLEANING KNIFE L=360MM |  | 13.9808
| S55561 | Maintenance Kit (Different Gaskets And E |  | 141.2215
| S57040 | Set Plugs 5 Pieces For Heat Exchanger |  | 28.2186
| S62163 | Heat Exchanger 120 Kw |  | Consultar
| S62162 | Heat Exchanger - 80 Kw |  | Consultar
| S62164 | Heat Exchanger - 160 Kw |  | Consultar
| S62165 | Heat Exchanger - 200 Kw |  | Consultar
Gas 210 V2 3 | S62161 | Gasbloc Vr8615Vb1002 - 80 Kw | 3001 | 334.7939
| S62928 | Gas Multi Block Cg20-R03Gh5 Cf 1Z- 120, | 3001 | 1296.6164
| S53556 | Fan Ebm G1G170 | 3002 | 1273.6149
| S59171 | Lubricant For Ims - Gas 210 Eco | 3003 | 26.1112
| S58116 | Print Ims | 3003 | 229.6552
| S53566 | Service Set Ims Complete 80 Kw | 3003 | 1760.9897
| S53567 | Service Set Ims Complete 120, 160 And 20 | 3003 | 1997.0956
| S53553 | Burner For 3 Sections - 80 Kw | 3004 | 471.6464
| S53554 | Burner For 4 Sections - 120 Kw | 3004 | 633.505
| S53555 | Burner For 5 Sections - 160 Kw | 3004 | 783.4131
| S57988 | Burner For 6 Sections - 200 Kw | 3004 | 1036.9436
| 55120 | Mixing Tube | 3005 | 98.688
| 54022 | Gas Supply Pipe 5/4" X 3/4" - 80 Kw | 3006 | 93.4966
| 56036 | Gas Supply Pipe 3/4" - 80 Kw | 3007 | 43.6643
| 58088 | Gas Supply Pipe 1" | 3007 | 46.5941
| S53568 | Pressure Differential Switch Huba 605.99 | 3008 | 165.2253
| S45968 | Air-Press. Differential Switch Huba 605. | 3008 | 187.1217
| S62275 | Air-Press. Differential Switch Huba 200 | 3008 | 152.5809
| S100305 | O-Ring 110X3,5 Mm (10 Pcs.) | 3010 | 25.4173
| 46046 | Gasket Ø 44X33X2 | 3011 | 2.4415
| 55168 | Gasnut Nr. 310 ¾" | 3012 | 2.3387
| S100551 | Gasket For Burner (1 Pcs.) | 3013 | 28.5013
| 53931 | Mounting Ring Huba | 3014 | 1.0023
| S59650 | Gasket Fan | 3015 | 16.4223
| 55698 | Pressure Differential Switch Mounting Pl | 3020 | 20.7656
| S55561 | Maintenance Kit (Different Gaskets And E |  | 141.2215
Gas 210 V2 4 | S62274 | Control Box Mcba 1463D 2.0 | 4001 | 853.3171
| S59208 | Pc Board Display | 4002 | 120.1475
| S59207 | Front Cover Instrument Panel | 4003 | 58.3904
| S57953 | Dust Cap For Pc/Pda Connection (5 Pcs.) | 4003 | 17.5531
| S55152 | Transformer (24V Control Supply) Ckz0501 | 4004 | 320.0421
| S59671 | Cable Set Complete Wiring Harness | 4005 | 425.6177
| S55049 | Cable (E25) For Gasbloc 120, 160, 200 Kw | 4005 | 28.3471
| S59238 | Cover Plate Compensating Controller | 4006 | 16.0111
| S59277 | On/Off Switch (5 Pcs.) | 4007 | 30.4545
| 55193 | Module Indication On/Off Am-3-10 | 4010 | 112.8487
| S59457 | Top Plate Controlbox | 4011 | 143.7401
| S55561 | Maintenance Kit (Different Gaskets And E |  | 141.2215

## Gas210Pro
Gas 210 Pro 1
Producto | Referencia | Descripcion | Posicion | PVP
Gas 210 Pro 1 | S100606 | Casing Front | 1001 | 872.2837
| S100610 | Casing Back | 1002 | 919.5974
| S100599 | Air Inlet Basket | 1003 | 41.6854
| S100534 | Screw 7985 M6X50 (5 Pcs.) | 1004 | 22.4618
| 55683 | Mounting Stirrup | 1005 | 12.3617
| S100553 | Sealing Ø 150 Mm. (1 Pcs.) | 1006 | 28.3471
| S100291 | Neoprene Gasket Strip 20X6 Mm (10 Metre) | 1007 | 47.031
| S100539 | Grommet Ø 60 Mm. (5 Pcs.) | 1008 | 41.6854
| S100614 | Set Grommets (Red, Bleu And Yellow) | 1009 | 87.1744
| S100603 | Sealing Ring Ø 160 | 1010 | 28.784
Gas 210 Pro 2 | S52481 | End Section Left | 2001 | 1727.9909
| S52482 | Intermediate Section | 2002 | 1791.3157
| S57040 | Set Plugs 5 Pieces For Heat Exchanger | 2003 | 28.2186
| S62173 | End Section Right | 2003 | 2413.5898
| S44698 | Sensor Temperature (Flow And Return) El | 2004 | 26.2397
| S100604 | Electrode Ignition/Ionisation | 2005 | 53.8929
| S35458 | Gasket For Inspection Glass (5 Pcs.) | 2006 | 11.822
| S100554 | Inspection Glass With Mounting Frame | 2007 | 26.1112
| S100535 | Screw 7985 M4X8 (10 Pcs.) | 2008 | 13.0042
| S100592 | Hose Connection Ø 6Mm - 3/8" | 2009 | 60.7805
| S53489 | Gasket For Electrode (10 Pcs.) | 2012 | 14.0065
| S100550 | O-Ring 37,69X3,53 (10 Pcs.) | 2013 | 22.1791
| S100557 | Return Water Distribution Pipe 3 Sect. - | 2014 | 75.7893
| S100558 | Return Water Distribution Pipe 4 Sect. - | 2014 | 77.0743
| S100559 | Return Water Distribution Pipe 5 Sect. - | 2014 | 77.7682
| S100560 | Return Water Distribution Pipe 6 Sect. - | 2014 | 78.899
| S100582 | Connection Piece Return | 2015 | 331.5557
| S55703 | Filling And Drain Cock ½" | 2016 | 38.4729
| S101368 | Sealing Silicon Red Ø 7 Mm (5M) | 2017 | 42.8162
| S100545 | Frontplate Heatexchanger - 80 Kw | 2018 | 139.1141
| S100546 | Frontplate Heatexchanger - 120 Kw | 2018 | 152.7351
| S100547 | Frontplate Heatexchander - 160 Kw | 2018 | 176.302
| S100548 | Frontplate Heatexchander - 200 Kw | 2018 | 199.7404
| S100556 | Nut M 8 (25 Pcs.) | 2019 | 38.6014
| S100549 | Stud M8X20Mm (25 Pcs.) | 2020 | 19.789
| S100561 | Tie Rod M08 Set Gas 210 - 3 Sections | 2021 | 92.3658
| S100562 | Tie Rod M08 Set Gas 210 - 4 Sections | 2021 | 99.9473
| S100563 | Tie Rod M08 Set Gas 210 - 5 Sections | 2021 | 108.5054
| S100564 | Tie Rod M08 Set Gas 210 - 6 Sections | 2021 | 125.3646
| S44483 | Nut M 8 (10 Pcs.) | 2022 | 12.8243
| S100088 | Washer Ø 8,4Mm (25 Pcs.) | 2023 | 12.6187
| S100538 | Spring Washer Ø 20 X 8,2 X 1,0 (20 Pcs.) | 2024 | 15.163
| S100643 | Silicone Sealant Rtv 106 | 2025 | 32.2792
| S100543 | Dowel Ø 8 X 20 (10 Pcs.) | 2026 | 17.2704
| S62122 | Sealant Cap 60 Mm | 2027 | 28.9125
| 57307 | Sealing Ring (2-Lips) Ø 150 Mm. | 2028 | 7.4273
| S100600 | Clamp Pieces Flue Gas Pipe | 2029 | 31.1741
| S100850 | Cap Measure Point Flue Gas Pipe | 2030 | 25.957
| S100593 | Flue Gas Pipe | 2031 | 160.3166
| S100591 | Sealant Cap | 2032 | 11.3594
| S100587 | Coverplate Condensate Collector 80 Kw | 2033 | 294.0851
| S100588 | Coverplate Condensate Collector 120 Kw | 2033 | 282.1603
| S100589 | Coverplate Condensate Collector 160 Kw | 2033 | 294.0851
| S100590 | Coverplate Condensate Collector 200 Kw | 2033 | 270.364
| S100291 | Neoprene Gasket Strip 20X6 Mm (10 Metre) | 2038 | 47.031
| S100542 | Frame Bottom (Polyester) | 2039 | 919.5974
| S100536 | Pipe Pvc | 2041 | 29.6064
| S100552 | Siphon Model "P" Ø 32 | 2042 | 52.2224
| S100586 | Flow Connection Piece | 2043 | 217.8589
| S100532 | Plug 3/8" | 2044 | 12.6701
| S100567 | Flow Water Distribution Pipe Gas 210 Eco | 2045 | 113.5683
| S100533 | Plug 1/2" | 2046 | 13.3126
| S100544 | O-Ring 50, 17X5,33 (10 Pcs.) | 2050 | 19.2236
| S100566 | Bushing | 2051 | 50.5262
| S100565 | Bushing 241 1.1/2X5/4 | 2052 | 22.4618
| 7664004 | Insulation Front Plate Heat Exchanger 3 | 2060 | 49.2669
| 7664005 | Insulation Front Plate Heat Exchanger 4 | 2060 | 64.0187
| 7664006 | Insulation Front Plate Heat Exchanger 5 | 2060 | 71.7287
| 7664007 | Insulation Front Plate Heat Exchanger 6 | 2060 | 89.5645
| S100637 | Maintenance Kit (Different Gaskets And E |  | 114.5449
| S100633 | Heat Exchanger 80 Kw |  | 4562.9836
| S100634 | Heat Exchanger 120 Kw |  | 5843.7431
| S100635 | Heat Exchanger 160 Kw |  | 7121.2901
| S100636 | Heat Exchanger 200 Kw |  | 8411.0446
| 114317 | PLUG FLUE GAS SWITCH |  | 0
Gas 210 Pro 3 | S100575 | Valve Gas Multi Block Vrb20Va1001 (160/2 | 3001 | 1118.9266
| S100617 | Venturi - Gas Combination Block Compound | 3001 | 747.7672
| S101384 | Coil (2 Pcs.) for Gasblock Vrb20Va1001 | 3001 | 536.9244
| S100576 | Ventilator Rg148 | 3002 | 915.5111
| S100611 | Fan Ebm G1G170 | 3002 | 1209.8789
| S100574 | Venturi Compound | 3003 | 507.4465
| S53553 | Burner For 3 Sections - 80 Kw | 3004 | 471.6464
| S53554 | Burner For 4 Sections - 120 Kw | 3004 | 633.505
| S53555 | Burner For 5 Sections - 160 Kw | 3004 | 783.4131
| S57988 | Burner For 6 Sections - 200 Kw | 3004 | 1036.9436
| S100580 | Mixing Piece/Angle 80 - 120 Kw | 3005 | 106.398
| S100581 | Mixing Piece 160 - 200 Kw | 3005 | 128.2944
| S100579 | Gas Supply Pipe 80 - 120 Kw | 3006 | 179.6687
| S100616 | Pipe Gas Supply 160-200 Kw | 3006 | 254.5071
| S100597 | Air Supply Silencer 80-120 Kw | 3007 | 51.0916
| S100598 | Air Supply Silencer 160 - 200 Kw | 3007 | 55.7176
| S100613 | Pressure Differential Switch Huba 605.99 | 3008 | 159.597
| S100618 | Locking Ring | 3009 | 12.4902
| S100572 | Transformer Ignition | 3010 | 40.4261
| S56151 | Gasket (Fan To Venturi) | 3011 | 10.5884
| S100632 | Gasket (5 Pcs.) | 3012 | 42.5335
| S100551 | Gasket For Burner (1 Pcs.) | 3013 | 28.5013
| S100058 | O-Ring 70X3 mm (5 Pcs.) | 3014 | 23.0272
| S100305 | O-Ring 110X3,5 Mm (10 Pcs.) | 3015 | 25.4173
| S100056 | Gasket 27Mm O/D X 20Mm I/D X 2,5Mm (5 Pc | 3016 | 40.4261
| S100585 | Bend Gas Pipe | 3017 | 181.2107
| S100624 | Gasket Venturi (5 Pcs.) | 3018 | 34.1039
| S100619 | O-Ring Ø 52,39X3,53 (5 Pcs.) | 3019 | 11.5136
| S21473 | Washer Spring Ring A4,3 (10 Pcs.) | 3020 | 11.1024
| S14254 | Sheet-Metal Screw 4,2X9,5 (20 Pcs.) | 3021 | 11.051
| S100602 | Angle Profile | 3022 | 30.6087
| S100601 | Mounting Plate For Transformer | 3023 | 26.8051
| S100541 | Bolt M8X60 (5 Pcs.) | 3024 | 15.163
| S44483 | Nut M 8 (10 Pcs.) | 3025 | 12.8243
| S46687 | Nut Flange M5 (10 Pcs.) | 3026 | 7.8385
| S100537 | Bolt M5X12 (10 Pcs.) | 3027 | 13.0042
| S100570 | Bolt M5X20 (10 Pcs.) | 3028 | 103.5967
| S103279 | Pressure Test Nipple 1/8" (2x) Incl Loct | 3029 | 20.2259
| S15524 | Bolt M 8 X 16 (10 Pcs.) | 3030 | 16.705
| S100531 | Bolt M8 X 30 (10 Pcs.) | 3031 | 13.3383
| S100055 | Nut M5 (20 Pcs.) | 3032 | 9.5347
| S100054 | Screw Din912 M6X16 (20 Pcs.) | 3033 | 11.1024
| S59818 | Nut M 8 (20 Pcs.) | 3034 | 16.705
Gas 210 Pro 4 | 7728106 | PCB Pcu-01+ Su-01 | 4001 | 469.8217
| S100577 | Pcb Su-01 | 4002 | 142.0696
| S100594 | Front Cover Instrument Panel - Red | 4003 | 56.283
| S100568 | Display Complete | 4004 | 286.0924
| S100496 | Top Plate Controlbox | 4005 | 119.4536
| S100596 | Mounting Plate For Instrument Panel | 4006 | 125.3646
| S100584 | Spacer | 4007 | 21.2025
| S100583 | Spacer Cap | 4008 | 21.2025
| S56698 | Cable Union M20 (10 Pcs) | 4009 | 41.9681
| S56696 | Nut For Cable Union M20 (20X) | 4010 | 24.8519
| S100612 | Sheet-Metal Screw 4,2X8 (20 Pcs.) | 4011 | 12.2075
| S14254 | Sheet-Metal Screw 4,2X9,5 (20 Pcs.) | 4012 | 11.051
| S100625 | Cable Harness 230V | 4013 | 89.8472
| S100605 | Cable Harness 24V | 4014 | 71.6002
| S100626 | Cable Harness 230V - 3,4 | 4015 | 148.6488
| S100627 | Cable Harness 230V - 5,6 | 4016 | 148.6488
| S101228 | Connector With Rectifier | 4016 | 36.6482
| S59277 | On/Off Switch (5 Pcs.) | 4017 | 30.4545
| S100664 | Fuse Glass 1.6 Amp (5 Pcs.) |  | 14.4691
| S100622 | Control Panel |  | 2250.64
| S6778 | Fuse Glass 6,30 Amp Slow (10 Pcs.) |  | 30.6087
| S59238 | Cover Plate Compensating Controller |  | 16.0111
| S101680 | Cable SCU |  | 9.4576
| S101681 | Cable SCU 230V |  | 10.6912

## Gas310Eco
Gas 310 Eco 1
Producto | Referencia | Descripcion | Posicion | PVP
Gas 310 Eco 1 | 58448 | Casing Top Panel 5 Sections | 1001 | 157.3611
| 58449 | Casing Top Panel 6 Sections | 1001 | 161.5759
| 58451 | Casing Top Panel 8 Sections | 1001 | 183.1896
| 58452 | Casing Top Panel 9 Sections | 1001 | 173.218
| 59200 | Grill Air Supply | 1003 | 27.5247
| 58816 | Clamp Band 260Mmø | 1004 | 94.062
| 58042 | Bracket 2" | 1005 | 9.8945
| 58458 | Front And Rear Casing Panel 5 And 6 Sect | 1006 | 169.5686
| 58461 | Front And Rear Casing Panel 7,8 And 9 Se | 1006 | 228.3959
| 58453 | End Casing Panel Left Hand Connections ( | 1008 | 137.8548
| 58454 | End Casing Panel Right Hand Connections( | 1008 | 137.8548
| S100419 | Casing Panel Handle | 1009 | 23.8753
| S100423 | Set Casing Corner Posts (Set Of 4) | 1012 | 207.3219
| 57800 | Main Wheels With Axle | 1014 | 168.1551
| 57765 | Base Frame 5 And 6 Sections | 1015 | 981.6372
| 57768 | Base Frame 7,8 And 9 Sections | 1015 | 1057.1438
| 58606 | Caster Wheel (Steering) | 1016 | 24.415
| S14254 | Sheet-Metal Screw 4,2X9,5 (20 Pcs.) | 1017 | 11.051
| S55465 | Clamp Band + Gasket Ring Ø 250 Mm. | 1018 | 79.7214
| 59212 | Filter Air Inlet Filter Ø 325Mm. | 1099 | 441.7059
| 57718 | Reducer - Air Inlet/Flue Gas Discharge Ø | 1100 | 392.439
| S100198 | Maintenanceset Gas 310 |  | 190.0772
Gas 310 Eco 2 | S57700 | Section Left Hand End | 2001 | 3492.9127
| S57699 | Section Intermediate | 2002 | 2935.9166
| S57701 | Section Right Hand End | 2003 | 3422.3148
| S44698 | Sensor Temperature (Flow And Return) El | 2004 | 26.2397
| S57783 | Electrode Ignition/Ionisation | 2005 | 52.0682
| S45004 | Glass Inspection C/W Gasket 32X32X3Mm An | 2006 | 28.5013
| S35458 | Gasket For Inspection Glass (5 Pcs.) | 2006 | 11.822
| S100430 | Flange Blank Return | 2007 | 65.9719
| S100431 | Flange Blank Flow | 2008 | 72.7053
| S103263 | O-Ring Ø 107 X 5Mm (4x) | 2009 | 9.7146
| S103264 | O-Ring Ø 82 (8x) | 2010 | 11.822
| S103265 | Cover Plate | 2011 | 15.163
| S62105 | Gasket For Electrode (10 Pcs.) | 2012 | 13.107
| S42649 | Thermostat Pocket ½" | 2013 | 49.2669
| S103291 | Pressure Gauge 0-10 | 2014 | 99.0992
| 62539 | Flow Pipe | 2015 | 269.7986
| 183 | Bolt M12X40Mm | 2016 | 2.54
| S103283 | Nut Flange M12 (10x) | 2017 | 6.0652
| 62346 | Dowel Ø12 X 20 | 2018 | 8.25
| 57727 | Stud M12 | 2019 | 4.54
| S54822 | Mounting Frame (For Inspection Glass) | 2020 | 10.3828
| S103266 | Gasket For Cover Plate/Burner (2x) | 2021 | 38.4729
| S57785 | Cover Plate For Burner Hole | 2022 | 232.4565
| S100643 | Silicone Sealant Rtv 106 | 2023 | 32.2792
| S103267 | Dowel Burner (10x) | 2024 | 6.5792
| 62540 | Return Distribution Pipe | 2025 | 149.3684
| S55703 | Filling And Drain Cock ½" | 2026 | 38.4729
| S101368 | Sealing Silicon Red Ø 7 Mm (5M) | 2027 | 42.8162
| S57720 | Access Plate Heat Exchanger 5 Sections | 2028 | 218.2701
| S57721 | Access Plate Heat Exchanger 6 Sections | 2028 | 234.4354
| S57722 | Access Plate Heat Exchanger 7 Sections | 2028 | 265.995
| S57723 | Access Plate Heat Exchanger 8 Sections | 2028 | 396.4225
| S57724 | Access Plate Heat Exchanger 9 Sections | 2028 | 373.8065
| S100549 | Stud M8X20Mm (25 Pcs.) | 2029 | 19.789
| S100556 | Nut M 8 (25 Pcs.) | 2030 | 38.6014
| S57738 | 2Nd Return Water Pipe Blind 5 Sections | 2031 | 150.1908
| S57739 | 2Nd Return Water Pipe Blind 6 Sections | 2031 | 154.1229
| S57740 | 2Nd Return Water Pipe Blind 7 Sections | 2031 | 151.1931
| S57741 | 2Nd Return Water Pipe Blind 8 Sections | 2031 | 155.9476
| S57742 | 2Nd Return Water Pipe Blind 9 Sections | 2031 | 160.5993
| S100532 | Plug 3/8" | 2032 | 12.6701
| S103269 | Return Water Distribution Pipe 5 Section | 2033 | 214.081
| S103272 | Return Water Distribution Pipe 8 Section | 2033 | 183.3181
| S103271 | Return Water Distribution Pipe 7 Section | 2033 | 216.5996
| S103270 | Return Water Distribution Pipe 6 Section | 2033 | 186.9675
| S103273 | Return Water Distribution Pipe 9 Section | 2033 | 229.0898
| 22222 | Bolt M6X16 | 2034 | 1.1565
| S57748 | Flue Gas Connection Ø 250Mm | 2035 | 518.6774
| S49297 | Sensor Flue Gas Temperature Ntc 12Kohm 3 | 2036 | 49.2669
| 57798 | Sealant Silicon Red 7 Mm L=790Mm | 2037 | 12.6958
| S57729 | Inspection Cover (Condensate Collector) | 2038 | 40.8373
| S101372 | Sealing Silicon Red Ø 10Mm (5M) | 2039 | 108.0942
| S58818 | Hose Pvc 27/19 | 2042 | 82.9596
| S58611 | Siphon Assemply Complete | 2043 | 200.1773
| 57787 | Bolt M12 X 180Mm | 2044 | 4.7545
| S100114 | Washer Ø 13Mm (20 Pcs.) | 2045 | 13.5439
| S48950 | Screw M4 X 10 (50 Pcs.) | 2047 | 13.2869
| S100668 | Insulation Front Plate Heat Exchanger 5 | 2050 | 130.6845
| S100669 | Insulation Front Plate Heat Exchanger 6 | 2050 | 137.0067
| S100670 | Insulation Front Plate Heat Exchanger 7 | 2050 | 145.719
| S100671 | Insulation Front Plate Heat Exchanger 8 | 2050 | 190.8996
| S100672 | Insulation Front Plate Heat Exchanger 9 | 2050 | 204.8033
| 57718 | Reducer - Air Inlet/Flue Gas Discharge Ø | 2096 | 392.439
| 57730 | 2Nd Return Distribution Pipe (Option) | 2097 | 581.334
| S59727 | VALVE FLUE GAS D250 | 2098 | 1264.9797
| 7630507 | Motor Flue Gas Damper | 2098 | 569.9232
| S57743 | 2Nd Return Distribution Water Pipe 5 Sec | 2099 | 161.2932
| S57744 | 2Nd Return Distribution Water Pipe 6 Sec | 2099 | 166.2019
| S57745 | 2Nd Return Distribution Water Pipe 7 Sec | 2099 | 169.1574
| S57746 | 2Nd Return Distribution Water Pipe 8 Sec | 2099 | 183.755
| S57747 | 2Nd Return Distribution Water Pipe 9 Sec | 2099 | 177.7155
| S55771 | HYDRAULIC PRESSURE PROBE | 2100 | 282.443
| S100198 | Maintenanceset Gas 310 |  | 190.0772
| S58823 | CLEANING BRUSH L560 |  | 19.018
Gas 310 Eco 3 | S103275 | Valve Gas Multi Block Vr425 1¼" 5 Sectio | 3001 | 1282.7384
| S103276 | Valve Gas Multi Block Vr432 1¼" 6 Sectio | 3001 | 1745.4155
| S103277 | Valve Gas Multi Block Vr434 7/8/9 Sectio | 3001 | 1836.779
| S103150 | Fan G3G250 7-8-9-10 Sections | 3002 | 2731.396
| S57770 | Fan G1G170-Ab53-29 Pfc, Gas 310 Eco 5-6 | 3003 | 1190.5011
| S100348 | Burner 6 Sections | 3004 | 2753.4209
| S100347 | Burner 5 Sections | 3004 | 2117.2431
| S100330 | Burner 8 Sections | 3004 | 3087.084
| S100329 | Burner 7 Sections | 3004 | 2878.7855
| S100331 | Burner 9 Sections | 3004 | 2534.9966
| S100490 | Repairset Insulation Burner | 3004 | 79.4387
| S57793 | Venturi Assembly 7-8-9 Sections | 3005 | 675.3446
| S57791 | Venturi Assembly 5 Sections | 3006 | 403.2844
| S57792 | Venturi Assembly 6 Sections | 3006 | 403.2844
| S57712 | Venturi Connecting Piece Ø 130 Mm | 3007 | 241.7342
| S57713 | Venturi Connecting Piece Ø 100 Mm | 3008 | 289.0222
| S100487 | Gas Filter Dungs 1½" | 3010 | 277.6628
| S58602 | Sensor Air Pressure Huba 4030 | 3011 | 321.1729
| S59202 | Tube Gas Test Point | 3012 | 176.0193
| S59203 | Tube Air Pressure Test Point | 3013 | 173.218
| S59204 | Tube Pressure Compensation Test Point | 3014 | 105.0102
| S59738 | Air Box 5, 6, 7, 8 And 9 Sections | 3015 | 1193.0454
| S44483 | Nut M 8 (10 Pcs.) | 3016 | 12.8243
| 7730914 | 3 LIP-RING |  | 30.0433
| S14254 | Sheet-Metal Screw 4,2X9,5 (20 Pcs.) | 3017 | 11.051
| 22222 | Bolt M6X16 | 3018 | 1.1565
| S100447 | Pipe Gas Supply 5 Sections | 3020 | 160.7278
| S100448 | Pipe Gas Supply 6 Sections | 3020 | 166.2019
| S100449 | Pipe Gas Supply 7 Sections | 3020 | 156.6672
| S100450 | Pipe Gas Supply 8 Sections | 3020 | 165.508
| S100451 | Pipe Gas Supply 9 Sections | 3020 | 172.8068
| 19609 | Pressure Test Nipple 1/4" | 3021 | 56.4372
| 40139 | Adapter 1.½"X1.¼" | 3022 | 18.5297
| S103279 | Pressure Test Nipple 1/8" (2x) Incl Loct | 3023 | 20.2259
| 57749 | Adapter 1.¼" | 3024 | 46.0544
| S103280 | Gasket Ø 56X42X2 (5x) | 3025 | 8.4039
| 111733 | Gas Supply Pipe 1.¼" | 3026 | 74.1188
| S103281 | Gasket For Venturi (2x) | 3027 | 14.3149
| S15524 | Bolt M 8 X 16 (10 Pcs.) | 3028 | 16.705
| S59818 | Nut M 8 (20 Pcs.) | 3029 | 16.705
| S103282 | O-Ring Ø 142 X 3,5Mm (5x) | 3030 | 42.9447
| S103266 | Gasket For Cover Plate/Burner (2x) | 3031 | 38.4729
| 58622 | Bracket Plug Cap Guard | 3032 | 15.163
| S103283 | Nut Flange M12 (10x) | 3033 | 6.0652
| S100531 | Bolt M8 X 30 (10 Pcs.) | 3034 | 13.3383
| S59651 | Gasket Fan 7,8 And 9 Sections | 3036 | 24.0038
| S103284 | O-Ring Ø 180 X 3,5Mm (5x) | 3037 | 20.3544
| 59638 | Bolt Flange M5 X 20 | 3038 | 3.4438
| S103285 | O-Ring Ø 111 X 4Mm (2x) | 3039 | 11.1538
| S46687 | Nut Flange M5 (10 Pcs.) | 3040 | 7.8385
| S103286 | Mounting Plate Fan | 3041 | 108.3769
| S59650 | Gasket Fan | 3042 | 16.4223
| S58604 | TIGHT. CHECK DEV.GAS PRESS.SWC 60VR40040 | 3100 | 365.197
| S100198 | Maintenanceset Gas 310 |  | 190.0772
Gas 310 Eco 4 | S58613 | Control Board Mcba 1458D | 4001 | 1353.2078
| S43563 | Fuse Glass 2 Amp Fast (10 Pcs.) | 4001 | 27.0878
| S43561 | Fuse Glass 2 Amp Slow (10 Pcs.) | 4001 | 36.9309
| S59208 | Pc Board Display | 4002 | 120.1475
| 58616 | Cable set | 4003 | 475.8612
| S59430 | Fuse 10 Amp Slow Acting (5 Pcs.) | 4003 | 26.2397
| S59429 | Fuse Holder Fpg2 | 4003 | 23.0272
| S100456 | Flat Cable | 4004 | 40.2976
| S59277 | On/Off Switch (5 Pcs.) | 4005 | 30.4545
| S100457 | Cable Ignition/Ionsation C/W Cap And Gro | 4006 | 49.9608
| S59207 | Front Cover Instrument Panel | 4007 | 58.3904
| 59238 | Cover Plate Compensating Controller | 4009 | 7.4016
| S100419 | Casing Panel Handle | 4010 | 23.8753
| 57350 | Screw 4I/D X 10Mm | 4011 | 0.1542
| S57010 | Spacer (10 Pcs.) | 4012 | 18.5297
| 59436 | Cable Flue Gas Damper (Option) | 4096 | 20.4829
| 59435 | Cable Water Pressure Sensor (Option) | 4097 | 37.4706
| 62293 | Pcb Interface Opentherm | 4098 | 253.402
| 59496 | Adaptor Rematic C3 (Option) | 4099 | 318.423
| 58830 | Rematic 2945 - C3 | 4100 | 3462.304
| S100198 | Maintenanceset Gas 310 |  | 190.0772
| S38187 | Fuse 1 Amp Slow Acting (10 Pcs.) |  | 30.1718

## Gas310EcoPro
Gas 310 Eco Pro 1
Producto | Referencia | Descripcion | Posicion | PVP
Gas 310 Eco Pro 1 | S103091 | Top Cover 8-10 Sections | 1001 | 142.4808
| S103092 | Top Cover 5-7 Sections | 1001 | 122.9745
| S103095 | Top Cover Front (big) | 1002 | 136.724
| S103242 | Bracket 44-49 M8 | 1005 | 28.5013
| S103086 | Side Panel 5-7 Sections (Corner left sid | 1006 | 215.9057
| S103084 | Side Panel 8-10 Sections (Corner left si | 1006 | 260.9578
| S103085 | Side Panel 8-10 Sections (Corner right s | 1006 | 260.9578
| S103087 | Side Panel 5-7 Sections (Corner right si | 1006 | 215.9057
| S103082 | Side Panel Right | 1007 | 231.4799
| S103083 | Side Panel Left | 1007 | 231.4799
| S103081 | Side Panel with logo Right | 1007 | 334.5112
| S103080 | Side Panel with logo Left | 1007 | 334.5112
| S103089 | Back Cover Left | 1008 | 162.2698
| S103090 | Back Cover Right | 1008 | 164.0945
| S100419 | Casing Panel Handle | 1009 | 23.8753
| S103152 | Frame Top 5 - 7 Sections | 1012 | 495.8044
| S103153 | Frame Top 8 - 10 Sections | 1012 | 508.7058
| S103145 | Frame 8 - 10 Sections | 1015 | 1224.1938
| S103144 | Frame 5 - 7 Sections | 1015 | 1195.2813
| S14254 | Sheet-Metal Screw 4,2X9,5 (20 Pcs.) | 1017 | 11.051
| S103093 | Top Cover Middle | 1019 | 108.0942
| S103094 | Top Cover Front (small) | 1020 | 100.7954
| S103088 | Front Cover Switch Instrument End | 1021 | 169.9798
| S103154 | Bracket support frame front | 1022 | 59.9324
| S103155 | Bracket support frame back | 1023 | 78.0509
| S100570 | Bolt M5X20 (10 Pcs.) | 1024 | 103.5967
| S103156 | Bracket air box | 1025 | 116.7808
| S103246 | Pressure Differential Switch | 1027 | 136.1586
| S103247 | Clip Pressure Differential Switch (5x) | 1028 | 10.5884
| S103251 | Transformer Ignition | 1029 | 20.4829
| S21473 | Washer Spring Ring A4,3 (10 Pcs.) | 1030 | 11.1024
| S103315 | Cable Clamp (10x) | 1031 | 8.4296
| S103248 | Bolt M8X10 (5 Pcs.) | 1032 | 69.904
| S103140 | Sealing Ring Flue Ø 250 (2 Pcs.) | 1033 | 15.163
| S103244 | Screw Cap Flue Gas Measure Point (2 Pcs. | 1034 | 28.0644
| S62288 | Tulle For Flue Gas Pipe | 1035 | 9.2006
| S103023 | SWITCH FLUE GAS | 1035 | 58.22
| S103250 | Bolt M 8 X 35 (10 Pcs.) | 1036 | 8.0441
| S103260 | Bolt M 8 X 20 (10 Pcs.) | 1037 | 7.2474
| S103249 | Washer Ø 8.4Mm (10 Pcs.) | 1038 | 5.911
| S103139 | Flue Gas Discharge Adapter 7+10 Sections | 1039 | 233.3046
| S103137 | Flue Gas Discharge Adapter 5+8 Sections | 1039 | 184.0377
| S103138 | Flue Gas Discharge Adapter 6+9 Sections | 1039 | 247.491
| S103141 | Sealant Cap (2x) | 1040 | 25.7
| S101372 | Sealing Silicon Red Ø 10Mm (5M) | 1041 | 108.0942
| S103136 | Condensate Collector 8-10 Sections | 1042 | 561.2109
| S103135 | Condensate Collector 5-7 Sections | 1042 | 479.5106
| S103302 | Condensate Collector Strip 6 Sections | 1043 | 127.3178
| S62713 | O-Ring Ø 20 X 2,5 (10 Pcs.) | 1044 | 10.3828
| S103243 | Adjusting Foot (2x) | 1045 | 28.0644
| S103143 | Connection syphon | 1046 | 12.0019
| S103261 | Sealing Ring 45X34X3 (10 Pcs.) | 1047 | 10.6655
| S103142 | Syphon Assembly | 1048 | 55.7176
| S103179 | ADAPTER D250-200 | 1049 | 140.3991
| 7600367 | Clamp Band + Gasket Ring Ø 200 Mm. | 1049 | 85.9151
| S103178 | ADAPTER FLUE GAS D250 | 1050 | 292.6973
| 7600368 | Clamp Band + Gasket Ring Ø 250 Mm. | 1050 | 85.9151
| S103294 | Maintenance Kit |  | 144.3055
Gas 310 Eco Pro 2 | S103166 | Section Front | 2001 | 2477.3001
| S103168 | Section Intermediate | 2002 | 2354.9167
| S103167 | Section End | 2003 | 2477.3001
| S101003 | Sensor Temperaturentc (2 Pcs.) | 2004 | 14.0065
| S103262 | Electrode Ignition/Ionisation | 2005 | 38.33
| S45004 | Glass Inspection C/W Gasket 32X32X3Mm An | 2006 | 28.5013
| S100430 | Flange Blank Return | 2007 | 65.9719
| S100431 | Flange Blank Flow | 2008 | 72.7053
| S103263 | O-Ring Ø 107 X 5Mm (4x) | 2009 | 9.7146
| S103264 | O-Ring Ø 82 (8x) | 2010 | 11.822
| S103265 | Cover Plate | 2011 | 15.163
| S62105 | Gasket For Electrode (10 Pcs.) | 2012 | 13.107
| S42649 | Thermostat Pocket ½" | 2013 | 49.2669
| S103291 | Pressure Gauge 0-10 | 2014 | 99.0992
| S103030 | Flow Pipe 5+8 sections | 2015 | 384.0608
| S103032 | Flow Pipe 7+10 sections | 2015 | 347.978
| S103031 | Flow Pipe 6+9 sections | 2015 | 354.4544
| 183 | Bolt M12X40Mm | 2016 | 2.54
| S103283 | Nut Flange M12 (10x) | 2017 | 6.0652
| 62346 | Dowel Ø12 X 20 | 2018 | 10.25
| 57727 | Stud M12 | 2019 | 3.54
| S54822 | Mounting Frame (For Inspection Glass) | 2020 | 10.3828
| S103266 | Gasket For Cover Plate/Burner (2x) | 2021 | 38.4729
| S57785 | Cover Plate For Burner Hole | 2022 | 232.4565
| S100643 | Silicone Sealant Rtv 106 | 2023 | 32.2792
| S103267 | Dowel Burner (10x) | 2024 | 6.5792
| S103034 | Connection Piece Return 6+9 sections | 2025 | 205.086
| S103033 | Connection Piece Return 5+8 Sections | 2025 | 242.4281
| S103035 | Connection Piece Return 7+10 sections | 2025 | 206.4995
| S103304 | Filling And Drain Cock ½" | 2026 | 25.1346
| S101368 | Sealing Silicon Red Ø 7 Mm (5M) | 2027 | 42.8162
| S57722 | Access Plate Heat Exchanger 7 Sections | 2028 | 265.995
| S57723 | Access Plate Heat Exchanger 8 Sections | 2028 | 396.4225
| S57724 | Access Plate Heat Exchanger 9 Sections | 2028 | 373.8065
| S57720 | Access Plate Heat Exchanger 5 Sections | 2028 | 218.2701
| S57721 | Access Plate Heat Exchanger 6 Sections | 2028 | 234.4354
| S103148 | Access Plate Heat Exchanger 10 sections | 2028 | 407.9361
| S100549 | Stud M8X20Mm (25 Pcs.) | 2029 | 19.789
| S100556 | Nut M 8 (25 Pcs.) | 2030 | 38.6014
| S57738 | 2Nd Return Water Pipe Blind 5 Sections | 2031 | 150.1908
| S57739 | 2Nd Return Water Pipe Blind 6 Sections | 2031 | 154.1229
| S57740 | 2Nd Return Water Pipe Blind 7 Sections | 2031 | 151.1931
| S57741 | 2Nd Return Water Pipe Blind 8 Sections | 2031 | 155.9476
| S57742 | 2Nd Return Water Pipe Blind 9 Sections | 2031 | 160.5993
| S103036 | 2Nd Return Water Pipe Blind 10 Sections | 2031 | 134.6166
| S100532 | Plug 3/8" | 2032 | 12.6701
| S103271 | Return Water Distribution Pipe 7 Section | 2033 | 216.5996
| S103269 | Return Water Distribution Pipe 5 Section | 2033 | 214.081
| S103272 | Return Water Distribution Pipe 8 Section | 2033 | 183.3181
| S103038 | Return Water Distribution Pipe 10 Sectio | 2033 | 230.9145
| S103270 | Return Water Distribution Pipe 6 Section | 2033 | 186.9675
| S103273 | Return Water Distribution Pipe 9 Section | 2033 | 229.0898
| S103268 | Sensor Temperature Hl | 2047 | 7.6586
| S103188 | Nipple incl. tube silicone 8x2 | 2048 | 35.9286
| S103274 | Tube Silicone 4/8 1300mm | 2049 | 13.2355
| S100668 | Insulation Front Plate Heat Exchanger 5 | 2050 | 130.6845
| S100669 | Insulation Front Plate Heat Exchanger 6 | 2050 | 137.0067
| S100670 | Insulation Front Plate Heat Exchanger 7 | 2050 | 145.719
| S100671 | Insulation Front Plate Heat Exchanger 8 | 2050 | 190.8996
| S100672 | Insulation Front Plate Heat Exchanger 9 | 2050 | 204.8033
| S103149 | Insulation Front Plate Heat Exchanger 10 | 2050 | 228.5244
| S35458 | Gasket For Inspection Glass (5 Pcs.) | 2051 | 11.822
| S48950 | Screw M4 X 10 (50 Pcs.) | 2052 | 13.2869
| S41601 | Air Bleed 1/8" | 2053 | 15.4457
| S101806 | BLANKET HEAT EXCHANGER 5 | 2054 | 519.6283
| S101807 | BLANKET HEAT EXCHANGER 6 | 2054 | 532.6839
| S103307 | BLANKET HEAT EXCHANGER 7 | 2054 | 556.4821
| S103309 | BLANKET HEAT EXCHANGER 9 | 2054 | 587.4506
| S103308 | BLANKET HEAT EXCHANGER 8 | 2054 | 572.596
| S103310 | BLANKET HEAT EXCHANGER 10 | 2054 | 600.8146
| 7600397 | Bracket Hose | 2055 | 6.7591
| S103040 | 2Nd Return Distribution Pipe 6-9 sectio | 2097 | 458.1796
| S103041 | 2Nd Return Distribution Pipe 7-10 secti | 2097 | 449.4673
| S103039 | 2Nd Return Distribution Pipe 5-8 section | 2097 | 488.9168
| S57743 | 2Nd Return Distribution Water Pipe 5 Sec | 2099 | 161.2932
| S57744 | 2Nd Return Distribution Water Pipe 6 Sec | 2099 | 166.2019
| S57745 | 2Nd Return Distribution Water Pipe 7 Sec | 2099 | 169.1574
| S57746 | 2Nd Return Distribution Water Pipe 8 Sec | 2099 | 183.755
| S57747 | 2Nd Return Distribution Water Pipe 9 Sec | 2099 | 177.7155
| S103037 | 2Nd Return Distribution Water Pipe 10 Se | 2099 | 149.3684
| S101784 | SENSOR WATER PRESSURE | 2100 | 525.308
| S101775 | ADAPTER PUMP | 2101 | 246.5915
| S103294 | Maintenance Kit |  | 144.3055
Gas 310 Eco Pro 3 | S103275 | Valve Gas Multi Block Vr425 1¼" 5 Sectio | 3001 | 1282.7384
| S103276 | Valve Gas Multi Block Vr432 1¼" 6 Sectio | 3001 | 1745.4155
| S103277 | Valve Gas Multi Block Vr434 7/8/9 Sectio | 3001 | 1836.779
| S57770 | Fan G1G170-Ab53-29 Pfc, Gas 310 Eco 5-6 | 3002 | 1190.5011
| S103150 | Fan G3G250 7-8-9-10 Sections | 3003 | 2731.396
| S100347 | Burner 5 Sections | 3004 | 2117.2431
| S103077 | Burner 6 Sections | 3004 | 2352.0897
| S100329 | Burner 7 Sections | 3004 | 2878.7855
| S100330 | Burner 8 Sections | 3004 | 3087.084
| S100331 | Burner 9 Sections | 3004 | 2534.9966
| S103078 | Burner 10 Sections | 3004 | 3227.8943
| S57791 | Venturi Assembly 5 Sections | 3005 | 403.2844
| S57792 | Venturi Assembly 6 Sections | 3005 | 403.2844
| S57793 | Venturi Assembly 7-8-9 Sections | 3005 | 675.3446
| S103079 | Venturi Assembly 10 Sections | 3005 | 688.5287
| S103151 | Valve Gas Multi Block 10 Sections | 3006 | 1856.0283
| S103073 | Venturi - Fan Connecting Piece 7-10 Sect | 3007 | 141.7869
| S103072 | Venturi - Fan Connecting Piece 5-6 Secti | 3007 | 316.2642
| S103071 | Non Return Valve | 3009 | 113.5683
| S103074 | Gas Filter HFVR | 3010 | 53.8929
| S103075 | Air Box 5-10 Sections | 3015 | 143.8943
| S44483 | Nut M 8 (10 Pcs.) | 3016 | 12.8243
| S103140 | Sealing Ring Flue Ø 250 (2 Pcs.) | 3017 | 15.163
| S100570 | Bolt M5X20 (10 Pcs.) | 3018 | 103.5967
| S103042 | Pipe Gas Supply 5-9 Sections (Left) | 3020 | 350.805
| S103043 | Pipe Gas Supply 5-9 Sections (Right) | 3020 | 340.8334
| S103279 | Pressure Test Nipple 1/8" (2x) Incl Loct | 3023 | 20.2259
| S103280 | Gasket Ø 56X42X2 (5x) | 3025 | 8.4039
| S103047 | Pipe Gas Supply 5+6 Sections Bottom (Rig | 3026 | 131.9438
| S103048 | Pipe Gas Supply 7-9 Sections Bottom (Lef | 3026 | 134.4881
| S103049 | Pipe Gas Supply 7-9 Sections Bottom (Rig | 3026 | 136.1586
| S103046 | Pipe Gas Supply 5+6 Sections Bottom (Lef | 3026 | 129.014
| S103281 | Gasket For Venturi (2x) | 3027 | 14.3149
| S103266 | Gasket For Cover Plate/Burner (2x) | 3031 | 38.4729
| S103283 | Nut Flange M12 (10x) | 3033 | 6.0652
| S103070 | Mixing Adapter | 3035 | 299.2765
| S103284 | O-Ring Ø 180 X 3,5Mm (5x) | 3037 | 20.3544
| S103285 | O-Ring Ø 111 X 4Mm (2x) | 3039 | 11.1538
| S46687 | Nut Flange M5 (10 Pcs.) | 3040 | 7.8385
| S103286 | Mounting Plate Fan | 3041 | 108.3769
| S59650 | Gasket Fan | 3042 | 16.4223
| S103288 | Hose Ø6x1 mm (0.6M) | 3044 | 6.5792
| S103289 | Coupling 90 Degr. M5 X 6 Mm (5x) | 3045 | 64.3014
| S103076 | Flexible Hose Complete | 3046 | 189.3576
| S103044 | Pipe Gas Supply 10 Sections (Left) | 3047 | 281.7234
| S103045 | Pipe Gas Supply 10 Sections (Right) | 3047 | 281.7234
| S103051 | Pipe Gas Supply 10 Sections Bottom (Righ | 3048 | 137.5721
| S103050 | Pipe Gas Supply 10 Sections Bottom (Left | 3048 | 137.5721
| S59141 | Screw M5X18 (15 Pcs.) | 3049 | 11.7449
| S15524 | Bolt M 8 X 16 (10 Pcs.) | 3049 | 16.705
| S100619 | O-Ring Ø 52,39X3,53 (5 Pcs.) | 3050 | 11.5136
| S103290 | Adapter 2" X 1.½" (2x) | 3051 | 95.0386
| S47170 | Hose Silicone Ø 4Mm I/D-8Mm (1 Meter) | 3052 | 15.4457
| S103287 | O-Ring Ø 130 x 3.5mm (2x) | 3053 | 17.3989
| S103330 | Gasket Non Return Valve (5x) | 3054 | 52.3509
| S103356 | Pressure Test Nipple 1/8" (2x) | 3055 | 34.2581
| S103357 | Adapter 1/8"-M5 (2x) incl loctite | 3056 | 75.0954
| S100490 | Repairset Insulation Burner | 3057 | 79.4387
| S103305 | valve proving system | 3100 | 272.163
| S103306 | GAS PRESSURE SWITCH | 3100 | 272.163
| S101805 | GAS PRESSURE SWITCH DUNGS | 3101 | 272.163
| S101724 | VALVE PROVING SYSTEM DUNGS | 3101 | 272.163
| S103292 | Gas Filter 10 Sections | 3102 | 89.5645
| 59212 | Filter Air Inlet Filter Ø 325Mm. | 3104 | 441.7059
| S103246 | Pressure Differential Switch |  | 136.1586
| S103294 | Maintenance Kit |  | 144.3055
Gas 310 Eco Pro 4 | S43561 | Fuse Glass 2 Amp Slow (10 Pcs.) | 4001 | 36.9309
| S103053 | Control Board PCU-06 | 4001 | 157.4896
| S103058 | Display Print | 4002 | 133.2031
| S103235 | Cable Harness 230V (Incl fuse mount) - 1 | 4003 | 56.8484
| S103236 | Cable Harness 230V - 2 | 4004 | 55.1779
| S103232 | Switch Power On/Off | 4005 | 12.1304
| S103066 | Front Instrument Panel | 4007 | 47.7249
| S103068 | Cover Instrument Panel Back | 4008 | 235.1293
| S100852 | Protection Cover | 4009 | 23.0272
| S100612 | Sheet-Metal Screw 4,2X8 (20 Pcs.) | 4011 | 12.2075
| S103300 | PCB Su-01 | 4018 | 67.1027
| S103055 | Print Interface SCU-05 | 4019 | 248.7503
| S103301 | Cable BUS Split | 4020 | 15.2915
| S103062 | Front Cover | 4022 | 50.3977
| S103237 | Cable Harness 24V | 4023 | 53.0705
| S103069 | Spacer Snaplock (10x) | 4024 | 12.1818
| S100583 | Spacer Cap | 4025 | 21.2025
| S103315 | Cable Clamp (10x) | 4027 | 8.4296
| S103233 | Cable RS232 | 4028 | 9.4833
| S103299 | Screw 2.9 x 19 (10x) | 4029 | 9.2777
| S103060 | Cover Drop Down | 4032 | 120.5844
| S103234 | Mounting Plate For Instrument Panel | 4033 | 134.2054
| S103251 | Transformer Ignition |  | 20.4829
| S103294 | Maintenance Kit |  | 144.3055
| S103298 | Board Print, Storage Unit Parameter Psu0 |  | 19.0951
| S101681 | Cable SCU 230V |  | 10.6912
Gas 610 Eco Pro | S103128 | SET COMBINATION | 5001 | 1174.6185
| S103119 | Flue Gas Pipe Ø 250 Mm L= 890 Mm | 5002 | 359.6458
| S103318 | Flue Gas Support | 5003 | 386.1682
| S103311 | Coverset 5-7 sections | 5004 | 317.1123
| S103312 | Coverset 8-10 sections | 5004 | 321.4556
| 7600368 | Clamp Band + Gasket Ring Ø 250 Mm. | 5005 | 85.9151
| 7600369 | Clamp Band + Gasket Ring Ø 350 Mm. | 5006 | 167.1785

## Gas 350-450-550
Gas 350(S) Medium NOX
Producto | Referencia | Descripcion | Posicion | PVP
Gas 350(S) Medium NOX | 57262 | Sealant Cheml. No 5910 300Ml | 1 | 167.05
| 51279 | Red Lead Paint 250 Cc. | 2 | 26.2397
| 114422 | Glue Terokal 2444 0,34 Kg | 3 | 64.5841
| 3942 | Flange Blank | 5 | 14.4691
| S4405 | Gasket Set Ø102 X 75 X 4 (7 Pcs.) | 6 | 32.1507
| S62289 | End Section Left Gas 350 / 450 | 7 | 1040.0276
| 20017 | Nipple | 8 | 22.1791
| 42659 | Intermediate Section | 9 | #N/A
| S100702 | Sealing Cord Ecomab 16 Mm. (10 Meter) | 10 | 142.892
| 53284 | Insulation Radiation Panel, 482X51X900 M | 12 | 129.5537
| S62290 | End Section Right Gas 350 / 450 | 13 | 1040.0276
| S25786 | Elektrode Dungs Fle-15-10 1/2" For Water | 14 | 135.5932
| S43316 | Pocket 1", L | 15 | 35.8001
| S54459 | PRESSURE SWITCH WAT.ASS.04-17 | 16 | 239.267
| S36489 | Pressure Gauge Flexcon Round 40 X 1/8" | 17 | 31.868
| S101676 | Ceramic tape 20 x4 mm. (1M.) | 18 | 15.163
| S54190 | Magneticvalve + Ignitiongasline | 19 | 139.6795
| 34074 | Gasket For Injector ¼", Aluminium | 20 | 0.5397
| 51307 | Injector 4,00 Mm. | 21 | 5.14
| 51395 | Injector 4,60 Mm. | 21 | 4.5746
| S51639 | Ignition Electrode For Ignition Burner | 22 | 36.3655
| S55497 | Injector Ionisation Burner | 23 | 14.3149
| S48691 | Ionization Pin Ignition Burner | 24 | 83.3708
| 58057 | Pilot Burner Assembly With Electrodes | 25 | 201.0254
| S59401 | Earth Bracket | 25 | 45.7717
| 51183 | Insulation Radiation Panel Burner Below | 26 | 0
| 51184 | Insulation Radiation Panel Burner Below | 26 | 0
| 51185 | Insulation Radiation Panel Burner Below | 26 | 17.1162
| 51186 | Insulation Radiation Panel Burner Below | 26 | 16.5765
| 51187 | Insulation Radiation Panel Burner Below | 26 | 24.415
| 51188 | Insulation Radiation Panel Burner Below | 26 | 35.8001
| 51136 | Insulation Radiation Panel Burner Top Ga | 27 | 15.163
| 51137 | Insulation Radiation Panel Burner Top Ga | 27 | 19.6605
| 51138 | Insulation Radiation Panel Burner Top Ga | 27 | 23.3099
| 51139 | Insulation Radiation Panel Burner Top Ga | 27 | 27.0878
| 51140 | Insulation Radiation Panel Burner Top Ga | 27 | 31.1741
| 51141 | Insulation Radiation Panel Burner Top Ga | 27 | 36.2113
| S100698 | Sealing Cord Ecomab 8 Mm. (10 Meter) | 28 | 143.0462
| S59183 | Burner Bar Ionisation Ø 60 Mm | 29 | 136.4413
| S59182 | Burner Bar Furigas Ø 60 Mm. | 30 | 136.4413
| S49983 | Gas-Multibloc Mb-Zrdle 410B01 -S52 | 31 | 4135.13
| S54176 | Gas Multi Bloc Mb-Zrdle 412B01 S52 | 31 | #N/A
| S103280 | Gasket Ø 56X42X2 (5x) | 32 | 8.4039
| 36216 | Flange For Gas Multi Block Mb 410/412 1. | 33 | 76.2262
| S103279 | Pressure Test Nipple 1/8" (2x) Incl Loct | 34 | 20.2259
| 51284 | Return Water Distribution Pipe 4 Sect. | 35 | 61.6286
| 51285 | Return Water Distribution Pipe 5 Sect. | 35 | 60.652
| 51287 | Return Water Distribution Pipe 7 Sect. | 35 | 68.6447
| 51288 | Return Water Distribution Pipe 8 Sect. | 35 | 78.0509
| 51289 | Return Water Distribution Pipe 9 Sect. | 35 | 84.7843
| 51196 | Reset-Switch | 36 | 20.4829
| S53282 | On/Off Switch Typ 40C1350Al With Cap | 37 | 25.7
| 51100 | Button for thermostat T<(>&<)>G on/off | 38 | 8.4296
| 51099 | Button For Control Thermostat High/Low | 39 | 8.5581
| S45309 | Thermometer Water Temperature 0-120 | 40 | 40.2976
| S36446 | High-Limit Thermostat L&G Rak 77.4471 | 41 | 73.2707
| S46634 | Control Thermostat 35-95 Degrees | 42 | 58.5446
| S50422 | Filter Mains Power Nfb 110Rs | 43 | 54.3298
| S38488 | Waterlevel Device Dungs Dweb 53E | 44 | 652.4459
| S36629 | Base Plate For Control Panel Satronic Tf | 46 | 60.7805
| S48695 | Power Supply Cable L=300 Mm. | 47 | 25.8285
| S48255 | Trafo Satronic Zt 870 | 48 | 122.9745
| 26325 | Plug Cap Brown Bremi M4 1K 10212/1 | 49 | 12.336
| S38605 | Control Panel Satronic Dkg-972-27 | 50 | 273.0368
| S44010 | Cabel For Security Electrode, Sapco L | 51 | 20.2259
| S54449 | Switch Gas Pressure Gw50 A5 | 52 | 353.1694
| S43799 | Door Snapper Male (10 Pcs.) | 54 | 13.5696
| S43798 | Door Snapper Female (10 Pcs.) | 55 | 25.2631
Gas 450 Medium NOX
Gas 450 Medium NOX | 51279 | Red Lead Paint 250 Cc. | 1 | 26.2397
| 57262 | Sealant Cheml. No 5910 300Ml | 2 | 167.05
| 114422 | Glue Terokal 2444 0,34 Kg | 3 | 64.5841
| 3942 | Flange Blank | 5 | 14.4691
| S4405 | Gasket Set Ø102 X 75 X 4 (7 Pcs.) | 6 | 32.1507
| 20017 | Nipple | 8 | 22.1791
| S62289 | End Section Left Gas 350 / 450 | 9 | 1040.0276
| 42659 | Intermediate Section | 9 | #N/A
| S100702 | Sealing Cord Ecomab 16 Mm. (10 Meter) | 10 | 142.892
| 53284 | Insulation Radiation Panel, 482X51X900 M | 12 | 129.5537
| S62290 | End Section Right Gas 350 / 450 | 13 | 1040.0276
| S25786 | Elektrode Dungs Fle-15-10 1/2" For Water | 14 | 135.5932
| S43316 | Pocket 1", L | 15 | 35.8001
| 51143 | Water Pressure Switch Sit 340 Aqua | 16 | 76.5089
| S36489 | Pressure Gauge Flexcon Round 40 X 1/8" | 17 | 31.868
| S101676 | Ceramic tape 20 x4 mm. (1M.) | 18 | 15.163
| S54176 | Gas Multi Bloc Mb-Zrdle 412B01 S52 | 19 | #N/A
| 53862 | Gasket Ring Ø46X62X2 | 20 | 2.313
| 36216 | Flange For Gas Multi Block Mb 410/412 1. | 21 | 76.2262
| S100698 | Sealing Cord Ecomab 8 Mm. (10 Meter) | 23 | 143.0462
| S103280 | Gasket Ø 56X42X2 (5x) | 24 | 8.4039
| S59192 | Iginition Bar Ø 60 Mm | 25 | 160.3166
| S59191 | Burner Bar | 26 | 152.0155
| S59521 | Repair Set For Atmospheric Burner (Set F | 26 | 189.0749
| 59193 | Burner (3 Pcs.) + Pilotburner Gas 450 | 26 | 624.9469
| 59194 | Burner (3 Pcs.) Gas 450 | 26 | 467.1746
| 59195 | Burner (4 Pcs.) Gas 450 | 26 | 618.342
| S55406 | Insulation Burner Assembly Botom Side | 27 | 106.8349
| 34074 | Gasket For Injector ¼", Aluminium | 28 | 0.5397
| 51395 | Injector 4,60 Mm. | 29 | 4.5746
| 53943 | Injector - 3,85 Gas 450 | 29 | 4.1891
| 34953 | Return Water Distribution Pipe 11 Sect. | 30 | 185.7082
| 34955 | Return Water Distribution Pipe 13 Sect. | 30 | 208.7354
| 34957 | Return Water Distribution Pipe 15 Sect. | 30 | 205.086
| 34959 | Return Water Distribution Pipe 17 Sect. | 30 | 237.2367
| 53283 | Insulation Radiation Panel, 454X38X980 M | 31 | 118.0658
| S55503 | Safety Valve ¼" | 32 | 80.8522
| S51639 | Ignition Electrode For Ignition Burner | 33 | 36.3655
| S55497 | Injector Ionisation Burner | 34 | 14.3149
| S48691 | Ionization Pin Ignition Burner | 35 | 83.3708
| 58057 | Pilot Burner Assembly With Electrodes | 36 | 201.0254
| S59401 | Earth Bracket | 36 | 45.7717
| 51196 | Reset-Switch | 37 | 20.4829
| S53282 | On/Off Switch Typ 40C1350Al With Cap | 38 | 25.7
| 51100 | Button for thermostat T<(>&<)>G on/off | 39 | 8.4296
| 51099 | Button For Control Thermostat High/Low | 40 | 8.5581
| S45309 | Thermometer Water Temperature 0-120 | 41 | 40.2976
| S36446 | High-Limit Thermostat L&G Rak 77.4471 | 42 | 73.2707
| S50422 | Filter Mains Power Nfb 110Rs | 43 | 54.3298
| S46634 | Control Thermostat 35-95 Degrees | 44 | 58.5446
| S38488 | Waterlevel Device Dungs Dweb 53E | 45 | 652.4459
| S36629 | Base Plate For Control Panel Satronic Tf | 47 | 60.7805
| S48695 | Power Supply Cable L=300 Mm. | 48 | 25.8285
| S48255 | Trafo Satronic Zt 870 | 49 | 122.9745
| 26325 | Plug Cap Brown Bremi M4 1K 10212/1 | 50 | 12.336
| S38605 | Control Panel Satronic Dkg-972-27 | 51 | 273.0368
| S44010 | Cabel For Security Electrode, Sapco L | 52 | 20.2259
| S54449 | Switch Gas Pressure Gw50 A5 | 53 | 353.1694
| 49445 | Gasleakcontrol Box Vps 504 | 54 | 1209.7504
| S43799 | Door Snapper Male (10 Pcs.) | 55 | 13.5696
| S43798 | Door Snapper Female (10 Pcs.) | 56 | 25.2631
Gas 550
Gas 550 | 4532 | Cleaning Brush Boiler | 1 | 59.11
| 57262 | Sealant Cheml. No 5910 300Ml | 2 | 167.05
| 49112 | Glue Solidin 300Cc | 3 | 18.6582
| 51279 | Red Lead Paint 250 Cc. | 4 | 26.2397
| S25786 | Elektrode Dungs Fle-15-10 1/2" For Water | 5 | 135.5932
| 1284 | Hook For Tie Rod | 6 | 7.2474
| 4270 | Flange Blind | 7 | 18.247
| S4407 | Gaskets Set | 8 | 49.1384
| 44081 | Endsection Left | 9 | 2264.9153
| 29904 | Nipple | 10 | 41.8396
| 52776 | Intermediate Section | 11 | 1189.1133
| S100702 | Sealing Cord Ecomab 16 Mm. (10 Meter) | 12 | 142.892
| 44083 | Endsection Right | 13 | 2264.9153
| 53283 | Insulation Radiation Panel, 454X38X980 M | 14 | 118.0658
| 53874 | Gasket Flue Gover | 15 | 6.425
| 35166 | Injector For Pilot Burner Az5 D=1,0 | 16 | 16.8335
| 39850 | Thermostat Pocket437 Mm | 17 | 515.8761
| 44114 | Flange D=100 | 18 | 94.062
| S41325 | Ionisation-Electrode Az-5 3D | 19 | 73.2707
| S13102 | Plug Cap Black Hooked M6.3 | 20 | 45.489
| 26325 | Plug Cap Brown Bremi M4 1K 10212/1 | 21 | 12.336
| S59401 | Earth Bracket | 22 | 45.7717
| S23033 | Ignition Electrode Az-5 | 23 | 57.1311
| 42148 | Sealing For Injector 1/2" | 24 | 0.4369
| 14777 | Injector 1/2" D=5.40 | 25 | 27.0878
| 33318 | Burner Retaining Clips (4) | 26 | 6.7591
| 19717 | Clip For Floorplates | 27 | 0
| 1301 | Mica Glass D=40 | 28 | 3.7522
| S52558 | Burner Furigas | 29 | 118.8882
| 52766 | Burner Furigas (3 Pcs) | 29 | 314.0026
| 52767 | Burner Furigas (4 Pcs) | 29 | 408.0646
| 40082 | Return Water Distribution Pipe 10 Sect | 30 | 280.8753
| 40084 | Return Water Distribution Pipe 12 Sect | 30 | 296.0383
| 40086 | Return Water Distribution Pipe 14 Sect | 30 | 383.7781
| 40088 | Return Water Distribution Pipe 16 Sect | 30 | 591.5369
| 40089 | Return Water Distribution Pipe 18 Sect | 30 | 0
| 40091 | Return Water Distribution Pipe 22 Sectio | 30 | 392.9016
| S43799 | Door Snapper Male (10 Pcs.) | 31 | 13.5696
| S43798 | Door Snapper Female (10 Pcs.) | 32 | 25.2631
| S55503 | Safety Valve ¼" | 33 | 80.8522
| 19609 | Pressure Test Nipple 1/4" | 34 | 56.4372
| S38298 | Control Box Satronic Mmi 816 Mod.10 With | 35 | 558.2554
| S36629 | Base Plate For Control Panel Satronic Tf | 36 | 60.7805
| S103279 | Pressure Test Nipple 1/8" (2x) Incl Loct | 37 | 20.2259
| S39223 | Print R3Ca52 | 38 | 244.9467
| S48255 | Trafo Satronic Zt 870 | 39 | 122.9745
| S36953 | Governor Rv-20M-H01 ¼" | 40 | 147.261
| 56603 | Ignition Cable Complete L1000 Gas 550 | 41 | 52.7878
| 53494 | Flange Mb 420 | 42 | 41.4027
| S53491 | Gas Multi-Block Mb-Zrdle 415B01 | 43 | 0
| S53492 | Gas Multi-Block Mb-Zrdle 420B01 | 43 | 2495.8298
| S38488 | Waterlevel Device Dungs Dweb 53E | 44 | 652.4459
| S52177 | Module Simple | 45 | 200.46
| S46634 | Control Thermostat 35-95 Degrees | 46 | 58.5446
| 51196 | Reset-Switch | 47 | 20.4829
| S53282 | On/Off Switch Typ 40C1350Al With Cap | 48 | 25.7
| 51100 | Button for thermostat T<(>&<)>G on/off | 49 | 8.4296
| 51099 | Button For Control Thermostat High/Low | 50 | 8.5581
| S45309 | Thermometer Water Temperature 0-120 | 51 | 40.2976
| S36446 | High-Limit Thermostat L&G Rak 77.4471 | 52 | 73.2707

## P200-300-500
P200 en P200 Eco
Producto | Referencia | Descripcion | Posicion | PVP
P200 en P200 Eco | 1389 | Drain Cock 3/4" | 1 | 43.6643
| 45783 | Cleaning Brush D=30 Mm. | 3 | 27.5247
| 45784 | Cleaning Brush D=80 Mm. | 4 | 40.7088
| 45785 | Extension Piece Cleaning Brush | 5 | 38.4729
| 45786 | Hand Grip Cleaning Brush | 6 | 62.6052
| 20903 | Gasket Oval X 45Mm Id | 7 | 14.8803
| S4405 | Gasket Set Ø102 X 75 X 4 (7 Pcs.) | 8 | 32.1507
| S100695 | Sealing Cord Ecomab 6 Mm. (5 Meter) | 9 | 67.3854
| S100696 | Sealing Cord Ecomab 6 Mm. (10 Meter) | 9 | 42.5335
| S100699 | Sealing Cord Ecomab 10 Mm. (5 Meter) | 10 | 65.1238
| S41432 | Insulationset To Seal Door | 10 | 112.309
| S100700 | Sealing Cord Ecomab 10 Mm. (10 Meter) | 10 | 134.4881
| 50463 | Section Front | 11 | 893.7689
| 50465 | Section Intermediate | 12 | 626.9001
| 50467 | Section Back P200 | 13 | 911.0136
| 18564 | Tierod Brackets | 14 | 2.9555
| 20017 | Nipple | 15 | 22.1791
| 19262 | Flange Blank | 16 | 10.9225
| 19263 | Flange Drilled | 17 | 50.8089
| 43776 | Retarder 2Nd Pass | 18 | 31.7138
| 43777 | Retarder 3Rd Pass | 19 | 39.578
| S45004 | Glass Inspection C/W Gasket 32X32X3Mm An | 20 | 28.5013
| 46632 | Flue Hood 4-7 Sect | 21 | #N/A
| 51258 | Flow Connection Piece P200 4- 7 Sect. | 23 | 291.1296
| 51260 | Connection Piece P200 8-12 Sect. | 24 | 300.8185
| 51262 | Return Connection Piece P200 4- 7 Sect. | 25 | 296.1925
| 51263 | Connection Piece Return P200 8-12 Sect. | 26 | 260.6751
| S51902 | Pressure Switch Typ Sit 340 Aqua | 27 | 84.6558
| S43798 | Door Snapper Female (10 Pcs.) | 28 | 25.2631
| S43799 | Door Snapper Male (10 Pcs.) | 29 | 13.5696
| S45911 | Insert Piece For Casings (10 Pcs.) | 30 | 0
| 19265 | Cont. Spring L&G Nr 4211.1785.0 | 31 | 7.967
| 19266 | Support L&G Thermostat | 32 | 8.995
| 19267 | Pocket For Thermostat L&G Nr.4660.1427.0 | 33 | 61.7571
| 35154 | Thermostat Pocket Od13 L=280 | 34 | 60.652
| 51196 | Reset-Switch | 35 | 20.4829
| S53282 | On/Off Switch Typ 40C1350Al With Cap | 36 | 25.7
| S45309 | Thermometer Water Temperature 0-120 | 37 | 40.2976
| S51500 | Hour Run Meter | 38 | 110.4843
| S36446 | High-Limit Thermostat L&G Rak 77.4471 | 39 | 73.2707
| S46634 | Control Thermostat 35-95 Degrees | 40 | 58.5446
| 51099 | Button For Control Thermostat High/Low | 41 | 8.5581
| 51100 | Button for thermostat T<(>&<)>G on/off | 42 | 8.4296
| S103279 | Pressure Test Nipple 1/8" (2x) Incl Loct | 43 | 20.2259
| 40257 | Insulation Door Quarl | 44 | 89.1276
| 43812 | Isolation Plate | 45 | 31.7138
| 51242 | Insulation Behind Burner Plate | 46 | 88.5879
| 19618 | T-Bar Door Lock M12 | 47 | 0
| 19623 | Nut Zk Ms-M12 | 48 | 0
| 20019 | Hinge Assembly | 49 | 61.1917
| 49181 | Isolatic Cord Door | 51 | 168.7205
| 50469 | Flue Gas Collector | 52 | 208.7354
| 114422 | Glue Terokal 2444 0,34 Kg |  | 64.5841
| 23625 | Glue Iron Grip |  | 24.1323
| 51279 | Red Lead Paint 250 Cc. |  | 26.2397
| S100643 | Silicone Sealant Rtv 106 |  | 32.2792
| 37235 | Flange Return D=70 |  | 121.2783
| 31165 | Siphon |  | 0
| S20862 | Pressure Switch Type Dungs |  | 378.1755
| S22039 | Adjustable Thermostat RAK TW1000B (L<(>& |  | 261.6517
| S27573 | Thermostat L&G Rak 12.0012 |  | 351.3447
| S32147 | High Limit Thermostat L&G Rak113.1032/St |  | 348.5434
P300 en P300 Eco
P300 en P300 Eco | 17818 | Cleaning Brush | 1 | 0
| 17819 | Cleaning Brush Extension Piece L=1150Mm | 2 | 66.82
| 1423 | Gasket Ro 132X102X4 Eptk | 3 | 6.2965
| S100698 | Sealing Cord Ecomab 8 Mm. (10 Meter) | 4 | 143.0462
| S101370 | Tapa Sealing Cordon 8 Mm (5M) | 5 | 72.988
| 43294 | Front Section P 300 | 6 | 1677.5932
| 43296 | Intermediate Section P300 | 7 | 1484.4577
| 43298 | Rear Section P 300 | 8 | 2888.6029
| 18697 | Boiler Nipple T087 | 9 | 28.5013
| 18423 | Flange Nipple Blanc | 10 | 19.789
| 18433 | Flange Nipple 3 X 1/2" | 11 | 70.0582
| 18692 | Retarder Tube | 13 | 62.6052
| 18649 | Flue Gas Collector | 14 | 325.9531
| 18418 | Cleaning Cover Od 14A | 15 | 12.3617
| 18650 | Flue Gas Outlet | 16 | 291.695
| 51196 | Reset-Switch | 17 | 20.4829
| 35154 | Thermostat Pocket Od13 L=280 | 18 | 60.652
| 19265 | Cont. Spring L&G Nr 4211.1785.0 | 19 | 7.967
| 19267 | Pocket For Thermostat L&G Nr.4660.1427.0 | 20 | 61.7571
| 19266 | Support L&G Thermostat | 21 | 8.995
| S53282 | On/Off Switch Typ 40C1350Al With Cap | 22 | 25.7
| S45309 | Thermometer Water Temperature 0-120 | 23 | 40.2976
| S51500 | Hour Run Meter | 24 | 110.4843
| S46634 | Control Thermostat 35-95 Degrees | 25 | 58.5446
| S36446 | High-Limit Thermostat L&G Rak 77.4471 | 26 | 73.2707
| 51100 | Button for thermostat T<(>&<)>G on/off | 27 | 8.4296
| 51099 | Button For Control Thermostat High/Low | 28 | 8.5581
| S103279 | Pressure Test Nipple 1/8" (2x) Incl Loct | 29 | 20.2259
| S41433 | Insulation Set To Seal Door | 30 | 119.1709
| 18671 | Burnerplate Insulation | 31 | 59.2385
| 40258 | Insulation Door Quarl | 32 | 320.0421
| 18550 | Door Handle M16 - Od 14 | 33 | 0
| 22373 | Hinge Part Right | 34 | 64.4299
| 22374 | Hinge Part Left | 35 | 54.8952
| S25786 | Elektrode Dungs Fle-15-10 1/2" For Water | 40 | 135.5932
| 1389 | Drain Cock 3/4" | 43 | 43.6643
| 44784 | Burner Plate P300, Without Drilling | 44 | 310.0962
| 38730 | Gasket Ro 158X107X4 |  | 0
| 114422 | Glue Terokal 2444 0,34 Kg |  | 64.5841
| 19253 | Sealing Compound Copa Slip 0,5 Kg. |  | 84.3731
| 23625 | Glue Iron Grip |  | 24.1323
| 51279 | Red Lead Paint 250 Cc. |  | 26.2397
| S45004 | Glass Inspection C/W Gasket 32X32X3Mm An |  | 28.5013
| 44114 | Flange D=100 |  | 94.062
| 4267 | Flow Elbow D=100 |  | 282.2888
| 31718 | 3-Way Valve L&G Vxf2139 Nw40 |  | 1421.5698
| 31719 | 3-Way Valve L&G Vxf2140 Nw40 |  | 1582.4261
| 32769 | 3-Way Valve Servomotor L&G Skd 3250 |  | 2616.2857
| 31165 | Siphon |  | 0
| S62728 | Vent Auto Air Bleed Device |  | 23.5926
| S20862 | Pressure Switch Type Dungs |  | 378.1755
| S22039 | Adjustable Thermostat RAK TW1000B (L<(>& |  | 261.6517
| S27573 | Thermostat L&G Rak 12.0012 |  | 351.3447
| S32147 | High Limit Thermostat L&G Rak113.1032/St |  | 348.5434
| S38475 | Fuse Holder + Fuse 6,3A |  | 31.5853
P500 en P500 Eco
P500 en P500 Eco | 17818 | Cleaning Brush | 1
| 17819 | Cleaning Brush Extension Piece L=1150Mm | 2 | 66.82
| S100701 | Sealing Cord Ecomab 12 Mm. (5 Meter) | 3 | 73.1422
| S54846 | Insulation Set To Seal Door | 4 | 459.1562
| S100300 | Tapa Cord Ø 15 Mm (5 Meter) | 5 | 114.9561
| S100702 | Sealing Cord Ecomab 16 Mm. (10 Meter) | 5 | 142.892
| 1412 | Gaskets | 6 | 9.9716
| 37150 | Front Section P 500 | 7 | 3343.827
| 50446 | Section Rear | 8 | 3099.163
| 42161 | Intermediate Section P 500 | 9 | 2815.8976
| S40256 | Ceramic Insulation Rear Section | 10 | 416.9054
| 17244 | Tie Rod M16X540 | 11 | 27.242
| 3669 | Boiler Nipple T124 | 12 | 63.1706
| 37452 | Flange Nipple 1/2" | 13 | 64.5841
| 37451 | Flange Nipple | 14 | 24.2865
| 50723 | Retarder Od 15B | 15 | 93.2139
| 16909 | Cleaning Cover | 16 | 22.1791
| 17259 | Fluegas Collector | 17 | 1041.5696
| 17261 | Flue Outlet D=396 Mm | 18 | 510.402
| 17262 | Flue Gas Outlet | 19 | 824.97
| 51196 | Reset-Switch | 20 | 20.4829
| S53282 | On/Off Switch Typ 40C1350Al With Cap | 21 | 25.7
| S45309 | Thermometer Water Temperature 0-120 | 22 | 40.2976
| S51500 | Hour Run Meter | 23 | 110.4843
| S36446 | High-Limit Thermostat L&G Rak 77.4471 | 24 | 73.2707
| S46634 | Control Thermostat 35-95 Degrees | 25 | 58.5446
| 51100 | Button for thermostat T<(>&<)>G on/off | 26 | 8.4296
| 51099 | Button For Control Thermostat High/Low | 27 | 8.5581
| 40259 | Insulation Door Quarl | 28 | 318.937
| 37292 | Hinge Door | 29 | 87.1744
| 37294 | Hinge Part | 30 | 36.3655
| 37295 | Clamp Hinge Part | 31 | 1.0537
| 37480 | Hinge Shaft | 32 | 23.0272
| S18763 | Inspection Glass 38X4 | 33 | 35.8001
| 37486 | Inspection Tube | 34 | 145.719
| S100695 | Sealing Cord Ecomab 6 Mm. (5 Meter) | 38 | 67.3854
| S100696 | Sealing Cord Ecomab 6 Mm. (10 Meter) | 38 | 42.5335
| 19267 | Pocket For Thermostat L&G Nr.4660.1427.0 | 41 | 61.7571
| 35154 | Thermostat Pocket Od13 L=280 | 42 | 60.652
| 1389 | Drain Cock 3/4" | 45 | 43.6643
| S25786 | Elektrode Dungs Fle-15-10 1/2" For Water | 46 | 135.5932
| 114422 | Glue Terokal 2444 0,34 Kg |  | 64.5841
| 19253 | Sealing Compound Copa Slip 0,5 Kg. |  | 84.3731
| 23625 | Glue Iron Grip |  | 24.1323
| 51279 | Red Lead Paint 250 Cc. |  | 26.2397
| 38141 | Flange 159/168 |  | 342.3754
| 31657 | End Switch L&G |  | 0
| 32769 | 3-Way Valve Servomotor L&G Skd 3250 |  | 2616.2857
| 33717 | 3-Way Valve L&G Vxf2150 Nw50 |  | 0
| 33718 | 3-Way Valve VXF22.65-63(Vxf2165)Nw65 |  | 2178.1778
| 33719 | 3-Way Valve L&G Vxf2180 Nw80 |  | #N/A
| 33742 | Non Return Valve Rk71 Pn16 Nw65 |  | 0
| 33743 | Non Return Valve Rk71 Pn16 Nw80 |  | 0
| S20862 | Pressure Switch Type Dungs |  | 378.1755
| S22039 | Adjustable Thermostat RAK TW1000B (L<(>& |  | 261.6517
| S27573 | Thermostat L&G Rak 12.0012 |  | 351.3447
| S32147 | High Limit Thermostat L&G Rak113.1032/St |  | 348.5434